## BANK
BOQ FOR ONYX MALL AT JAMSHEDPUR, JHARKHAND.
| ACUBE ARCHITECTS |  |  |  | REV.00
| for bank purpose |  |  |  | DATE: 26-08-22
Client:M/s. Shri Saurabh Agrawal
Architects:Acube Architects
Project: Onyx Mall at Jamshedpur, Jharkhand.
BILL OF QUANTITIES
S.NO. | ITEMS | QTY. | RATE | UNIT | AMOUNT
1 | Providing Fly ash lime brick masonry (bricks conforming to I.S.12894 : 1990 of size 19 cm x 9 cm x 9 cm ) in cement mortar 1:6 in foundations and plinth of inner walls / in plinth of external walls including bailing out water, striking joints on unexposed faces, racking out joints on exposed faces and watering complete. (9" brick wall)
Providing Second class Burnt Brick masonry with conventional/I.S. type bricks in cement mortar 1:4 including scaffolding, racking joints and watering in pillars of curved shape as shown in the drawings.(4" brick wall)
Providing Second class Burnt Brick masonry with conventional/I.S. type bricks in cement mortar 1:4 including scaffolding, racking joints and watering in pillars of rectangular or square shapes as shown in the drawings.(6" brick wall)
| 2 BASEMENT FLOOR : 9" BRICK WALL | 233.97 | 8496 | CUM | 1987809.12
| 6" BRICK WALL | 29.52 | 8496 |  | 250801.92
| 4" BRICK WALL | 93.93 | 8496 |  | 798029.28
8496
| 1 BASEMENT FLOOR : 9" BRICK WALL | 233.97 | 8496 | CUM | 1987809.12
| 6" BRICK WALL | 36.48 | 8496 |  | 309934.08
| 4" BRICK WALL | 44.52 | 8496 |  | 378241.92
|  |  | 8496 |  | 0
| LOWER GROUND FLOOR : 9" BRICK WALL | 1030.65 | 8496 | CUM | 8756402.4
| 6" BRICK WALL | 12 | 8496 |  | 101952
|  |  | 8496 |  | 0
| UPPER GROUND FLOOR : 9" BRICK WALL | 161.44 | 8496 | CUM | 1371594.24
| 4" BRICK WALL | 235.56 | 8496 |  | 2001317.76
|  |  | 8496 |  | 0
| FIRST FLOOR : 9" BRICK WALL | 243.35 | 8496 |  | 2067501.6
| 6" BRICK WALL | 201.54 | 8496 | CUM | 1712283.84
| 4" BRICK WALL | 290 | 8496 |  | 2463840
|  |  | 8496 |  | 0
| SECOND FLOOR : 14" BRICK WALL | 21.44 | 8496 |  | 182154.24
| 9" BRICK WALL | 219.42 | 8496 |  | 1864192.32
| 6" BRICK WALL | 5.14 | 8496 | CUM | 43669.44
| 4" BRICK WALL | 276.18 | 8496 |  | 2346425.28
|  |  | 8496 |  | 0
| THIRD FLOOR : 14" BRICK WALL | 21.44 | 8496 |  | 182154.24
| 9' BRICK WALL | 219.42 | 8496 |  | 1864192.32
| 6" BRICK WALL | 5.14 | 8496 | CUM | 43669.44
| 4" BRICK WALL | 276.18 | 8496 |  | 2346425.28
|  |  | 8496 |  | 0
| FOURTH FLOOR : 14" BRICK WALL | 20.43 | 8496 | CUM | 173573.28
| 9" BRICK WALL | 294.31 | 8496 |  | 2500457.76
| 6" BRICK WALL | 66.08 | 8496 |  | 561415.68
| 4" BRICK WALL | 429.46 | 8496 |  | 3648692.16
|  |  | 8496 |  | 0
| 5TH FLOOR : 23" BRICK WALL | 13.3 | 8496 | SQM | 112996.8
| 13" BRICK WALL | 28.34 | 8496 |  | 240776.64
| 9" BRICK WALL | 234.74 | 8496 |  | 1994351.04
| 6" BRICK WALL | 32.28 | 8496 |  | 274250.88
| 4" BRICK WALL | 593.18 | 8496 |  | 5039657.28
|  |  | 8496 |  | 0
| 6TH FLOOR : 9" BRICK WALL | 256.98 | 8496 | SQM | 2183302.08
| 6" BRICK WALL | 24.1 | 8496 |  | 204753.6
| 4" BRICK WALL | 1208.28 | 8496 |  | 10265546.88
|  |  | 8496 |  | 0
| 7TH FLOOR : 13" BRICK WALL | 18.56 | 8496 | SQM | 157685.76
| 9" BRICK WALL | 123.04 | 8496 |  | 1045347.84
| 6" BRICK WALL | 23.78 | 8496 |  | 202034.88
| 4" BRICK WALL | 803.58 | 8496 |  | 6827215.68
|  |  | 8496 |  | 0
| 8TH FLOOR : 13" BRICK WALL | 18.56 | 8496 |  | 157685.76
| 9" BRICK WALL | 123.04 | 8496 |  | 1045347.84
| 6" BRICK WALL | 23.78 | 8496 |  | 202034.88
| 4" BRICK WALL | 803.58 | 8496 |  | 6827215.68
|  |  | 8496 |  | 0
| 9TH FLOOR : 23" BRICK WALL | 16.8 | 8496 |  | 142732.8
| 9" BRICK WALL | 340.92 | 8496 | SQM | 2896456.32
| 6" BRICK WALL | 497.61 | 8496 |  | 4227694.56
| 4" BRICK WALL | 729.62 | 8496 |  | 6198851.52
|  |  | 8496 |  | 0
| 10TH FLOOR : 9" BRICK WALL | 506.93 | 8496 |  | 4306877.28
| 6" BRICK WALL | 69.51 | 8496 |  | 590556.96
| 4" BRICK WALL | 281.13 | 8496 | SQM | 2388480.48
8496
|  |  | 8496 |  | 0
| COMPOUND WALL: 9" BRICK WALL | 707.07 | 8496 | CUM | 6007266.72
| TOTAL | 12180.28 |  |  | 103483658.88
PLASTER
2 | Providing internal cement plaster 12mm thick in a single coat in cement mortar 1:5 without neeru finish to concrete or brick surface in all positions including scaffolding and curing complete. Providing groove at B.B. masonary and concrete members complete.
IWP- (INTERNAL WALL PLASTER)
ICP- (INTERNAL CEILING PLASTER)
| 2 BASEMENT IWP | 1114.56 | 220 | SQM | 245203.2
| 2 BASEMENT ICP | 1709.79 | 220 | SQM | 376153.8
| 2 BASEMENT (MEP SERVICES) IWP | 180 | 220 | SQM | 39600
| 2 BASEMENT (MEP SERVICES)ICP | 354.71 | 220 | SQM | 78036.2
| 2 BASEMENT (STAIRCASE) IWP | 96.06 | 220 | SQM | 21133.2
| 2 BASEMENT (STAIRCASE) ICP | 40.35 | 220 | SQM | 8877
|  | 3495.47 | 220 | SQM | 769003.4
| 1 BASEMENT IWP | 1342.36 | 220 | SQM | 295319.2
| 1 BASEMENT ICP | 1840 | 220 | SQM | 404800
| 1 BASEMENT (MEP SERVICES) IWP | 0 | 220 | SQM | 0
| 1 BASEMENT (MEP SERVICES)ICP | 0 | 220 | SQM | 0
| 1 BASEMENT (STAIRCASE) IWP | 96.06 | 220 | SQM | 21133.2
| 1 BASEMENT (STAIRCASE) ICP | 40.35 | 220 | SQM | 8877
|  | 3318.77 | 220 |  | 730129.4
| LOWER GROUND FLOOR (ANCHOR SHOPS) IWP | 670 | 220 | SQM | 147400
| LOWER GROUND FLOOR (ANCHOR SHOPS) ICP | 935.07 | 220 | SQM | 205715.4
| LOWER GROUND FLOOR ( CIRCULATION & LOBBY ) IWP | 30 | 220 | SQM | 6600
| LOWER GROUND FLOOR ( CIRCULATION & LOBBY ) ICP | 20.21 | 220 | SQM | 4446.2
| LOWER STAIRCASE FLOORING IWP | 96.06 | 220 | SQM | 21133.2
| LOWER STAIRCASE FLOORING ICP | 40.35 | 220 | SQM | 8877
| LOWER SERVICE FLOORING IWP | 0 | 220 | SQM | 0
| LOWER SERVICE FLOORING ICP | 15 | 220 | SQM | 3300
|  | 1806.69 | 220 |  | 397471.8
| UPPER GROUND FLOOR (SHOPS) IWP | 437.4 | 220 | SQM | 96228
| UPPER GROUND FLOOR (SHOPS) ICP | 410.04 | 220 | SQM | 90208.8
| UPPER GROUND FLOOR ( CIRCULATION AND LOBBY ) IWP | 177.8 | 220 | SQM | 39116
| UPPER GROUND FLOOR ( CIRCULATION AND LOBBY ) ICP | 350 | 220 | SQM | 77000
| UPPER STAIRCASE IWP | 116.7 | 220 | SQM | 25674
| UPPER STAIRCASE ICP | 40.35 | 220 | SQM | 8877
| UPPER SERVICE FLOORING IWP | 0 | 220 | SQM | 0
| UPPER SERVICE FLOORING ICP | 15 | 220 | SQM | 3300
|  | 1547.29 | 220 |  | 340403.8
| FIRST FLOOR (SHOPS) IWP | 1295 | 220 | SQM | 284900
| FIRST FLOOR (SHOPS) ICP | 366.85 | 220 | SQM | 80707
| FIRST FLOOR (TOILETS) ICP | 56.7 | 220 | SQM | 12474
| FIRST FLOOR ( CIRCULATION & LOBBY ) IWP | 551.3 | 220 | SQM | 121286
| FIRST FLOOR ( CIRCULATION & LOBBY) ICP | 316 | 220 | SQM | 69520
| FIRST FLOOR STAIRCASE IWP | 135.17 | 220 | SQM | 29737.4
| FIRST FLOOR STAIRCASE ICP | 40.35 | 220 | SQM | 8877
| FIRST FLOOR SERVICE FLOORING IWP | 0 | 220 | SQM | 0
| FIRST FLOOR SERVICE FLOORING ICP | 15 | 220 | SQM | 3300
|  | 2776.37 | 220 |  | 610801.4
| SECOND FLOOR (SHOPS) IWP | 1683.65 | 220 | SQM | 370403
| SECOND FLOOR (SHOPS) ICP | 729.02 | 220 | SQM | 160384.4
| SECOND FLOOR ( CIRCULATION & LOBBY ) IWP | 663 | 220 | SQM | 145860
| SECOND FLOOR ( CIRCULATION & LOBBY ) ICP | 430 | 220 | SQM | 94600
| SECOND FLOOR STAIRCASE IWP | 135.17 | 220 | SQM | 29737.4
| SECOND FLOOR STAIRCASE ICP | 40.35 | 220 | SQM | 8877
| SECOND FLOOR SERVICE FLOORING IWP | 0 | 220 | SQM | 0
| SECOND FLOOR SERVICE FLOORING ICP | 15 | 220 | SQM | 3300
|  | 3696.19 | 220 |  | 813161.8
| THIRD FLOOR (SHOPS) IWP | 1683.65 | 220 | SQM | 370403
| THIRD FLOOR (SHOPS) ICP | 729.02 | 220 | SQM | 160384.4
| THIRD FLOOR ( CIRCULATION AND LOBBY ) IWP | 663 | 220 | SQM | 145860
| THIRD FLOOR ( CIRCULATION AND LOBBY) ICP | 430 | 220 | SQM | 94600
| THIRD FLOOR STAIRCASE IWP | 135.17 | 220 | SQM | 29737.4
| THIRD FLOOR STAIRCASE ICP | 40.35 | 220 | SQM | 8877
| THIRD FLOOR SERVICE FLOORING IWP | 0 | 220 | SQM | 0
| THIRD FLOOR SERVICE FLOORING ICP | 15 | 220 | SQM | 3300
|  | 3696.19 | 220 |  | 813161.8
| FOURTH FLOOR (TOILETS) ICP ( DADO TILE ) | 56.7 | 220 | SQM | 12474
| FOURTH FLOOR (SHOPS) IWP | 1073 | 220 | SQM | 236060
| FOURTH FLOOR (SHOPS) ICP | 367 | 220 | SQM | 80740
| FOURTH FLOOR ( CIRCULATION AND LOBBY ) IWP | 458.26 | 220 | SQM | 100817.2
| FOURTH FLOOR ( CIRCULATION AND LOBBY ) ICP | 365 | 220 | SQM | 80300
| FOURTH FLOOR STAIRCASE IWP | 156.56 | 220 | SQM | 34443.2
| FOURTH FLOOR STAIRCASE ICP | 40.35 | 220 | SQM | 8877
| FOURTH FLOOR (FOOD COURT) IWP | 80 | 220 | SQM | 17600
| FOURTH FLOOR (FOOD COURT) ICP | 264.54 | 220 | SQM | 58198.8
| FOURTH FLOOR ( STALLS) IWP | 412.82 | 220 | SQM | 90820.4
| FOURTH FLOOR ( STALLS) ICP | 112 | 220 | SQM | 24640
| FOURTH FLOOR SERVICE FLOORING IWP | 0 | 220 | SQM | 0
| FOURTH FLOOR SERVICE FLOORING ICP | 15 | 220 | SQM | 3300
|  | 3401.23 | 220 |  | 748270.6
| IWP- (INTERNAL WALL PLASTER) |  | 220 |  | 0
| ICP- (INTERNAL CEILING PLASTER) |  | 220 |  | 0
|  |  | 220 |  | 0
| 5TH FLOOR (IWP) |  | 220 |  | 0
| STAIRCASE / LOBBY | 139.2 | 220 | SQM | 30624
| CIRCULATION | 637.97 | 220 | SQM | 140353.4
| STORAGE | 205.2 | 220 | SQM | 45144
| KITCHEN | 224.12 | 220 | SQM | 49306.4
| RESTAURANT | 395.24 | 220 | SQM | 86952.8
| PUB / LOUNGE | 301.55 | 220 | SQM | 66341
|  | 1903.28 | 220 |  | 418721.6
| 5TH FLOOR (ICP) |  | 220 |  | 0
| STAIRCASE / LOBBY | 41.67 | 220 | SQM | 9167.4
| CIRCULATION | 259.66 | 220 | SQM | 57125.2
| STORAGE | 32.03 | 220 | SQM | 7046.6
| TOILETS | 46.1 | 220 | SQM | 10142
| KITCHEN | 169.79 | 220 | SQM | 37353.8
| RESTAURANT | 327.79 | 220 | SQM | 72113.8
| PUB / LOUNGE | 321.8 | 220 | SQM | 70796
|  | 1198.84 | 220 |  | 263744.8
| 6TH FLOOR (IWP) |  | 220 |  | 0
| STAIRCASE / LOBBY | 106.58 | 220 | SQM | 23447.6
| CIRCULATION | 621.88 | 220 | SQM | 136813.6
| STAORAGE | 200.86 | 220 | SQM | 44189.2
| ADMIN | 889.34 | 220 | SQM | 195654.8
| GYM / SPA | 79.98 | 220 | SQM | 17595.6
| HOTEL ROOMS | 534.99 | 220 | SQM | 117697.8
|  | 2433.63 | 220 |  | 535398.6
| 6TH FLOOR (ICP) |  | 220 |  | 0
| STAIRCASE / LOBBY | 41.67 | 220 | SQM | 9167.4
| CIRCULATION | 239.72 | 220 | SQM | 52738.4
| STAORAGE | 62.55 | 220 | SQM | 13761
| COMMON TOILET | 47.32 | 220 | SQM | 10410.4
| ADMIN | 324.77 | 220 | SQM | 71449.4
| GYM / SPA | 168 | 220 | SQM | 36960
| HOTEL ROOMS | 252.43 | 220 | SQM | 55534.6
| HOTEL TOILETS | 58.8 | 220 | SQM | 12936
|  | 1195.26 | 220 |  | 262957.2
| 7TH FLOOR (IWP) |  | 220 |  | 0
| STAIRCASE / LOBBY | 107.9 | 220 | SQM | 23738
| CIRCULATION | 650.64 | 220 | SQM | 143140.8
| HOTEL ROOMS | 1439.47 | 220 | SQM | 316683.4
|  | 2198.01 | 220 |  | 483562.2
| 7TH FLOOR (ICP) |  | 220 |  | 0
| STAIRCASE / LOBBY | 41.67 | 220 | SQM | 9167.4
| CIRCULATION | 270.64 | 220 | SQM | 59540.8
| HOTEL ROOMS | 713.64 | 220 | SQM | 157000.8
| HOTEL TOILETS | 160.42 | 220 | SQM | 35292.4
|  | 1186.37 | 220 |  | 261001.4
| 8TH FLOOR (IWP) |  | 220 |  | 0
| STAIRCASE / LOBBY | 107.9 | 220 | SQM | 23738
| CIRCULATION | 650.64 | 220 | SQM | 143140.8
| HOTEL ROOMS | 1439.47 | 220 | SQM | 316683.4
|  | 2198.01 | 220 |  | 483562.2
| 8TH FLOOR (ICP) |  | 220 |  | 0
| STAIRCASE / LOBBY | 41.67 | 220 | SQM | 9167.4
| CIRCULATION | 270.64 | 220 | SQM | 59540.8
| HOTEL ROOMS | 713.64 | 220 | SQM | 157000.8
| HOTEL TOILETS | 160.42 | 220 | SQM | 35292.4
|  | 1186.37 | 220 |  | 261001.4
| 9TH FLOOR (IWP) |  | 220 |  | 0
| STAIRCASE / LOBBY | 189.26 | 220 | SQM | 41637.2
| CIRCULATION | 870.41 | 220 | SQM | 191490.2
| STORAGE | 136.59 | 220 | SQM | 30049.8
| KITCHEN | 210.22 | 220 | SQM | 46248.4
| BANQUET HALL | 543.57 | 220 | SQM | 119585.4
|  | 1950.05 | 220 |  | 429011
| 9TH FLOOR (ICP) |  | 220 |  | 0
| STAIRCASE / LOBBY | 41.67 | 220 | SQM | 9167.4
| CIRCULATION | 267.59 | 220 | SQM | 58869.8
| STORAGE | 41.35 | 220 | SQM | 9097
| COMMON TOILET | 57.04 | 220 | SQM | 12548.8
| KITCHEN | 112.6 | 220 | SQM | 24772
| BANQUET HALL | 767.54 | 220 | SQM | 168858.8
|  | 1287.79 | 220 |  | 283313.8
|  |  | 220 |  | 0
|  |  | 220 |  | 0
| 10TH FLOOR (IWP) |  | 220 |  | 0
| STAIRCASE / LOBBY | 107.9 | 220 | SQM | 23738
| CIRCULATION | 305.06 | 220 | SQM | 67113.2
| BANQUET HALL | 376.35 | 220 | SQM | 82797
|  | 789.31 | 220 |  | 173648.2
| 10TH FLOOR (ICP) |  | 220 |  | 0
| STAIRCASE / LOBBY | 41.67 | 220 | SQM | 9167.4
| CIRCULATION | 126.47 | 220 | SQM | 27823.4
|  |  | 220 |  | 0
|  | 168.14 | 220 |  | 36990.8
| TOTAL | 17466.36 |  |  | 8941669
EXTERNAL PLASTER
3 | Providing sand faced plaster for external portion in cement mortar using Kharsalia / Kasaba or similar type of sand, in all positions including base coat of 15mm. Thk in C.M. 1:4 using water proofing compound at 1kg per cement bag, curing the same for not less than 3 days and keeping the surface of the base coat rough to receive the sand faced treatment 6 to 8mm thk in C.M. 1:4 finishing the surface by taking out grains, making grooves and curing for fourteen days scffolding etc. complete.
|  | 5190.23 | 290 | SQM | 1505166.7
| COMPOUND WALL | 1414.14 | 210 | SQM | 296969.4
|  | 5662.25 | 290 | SQM | 1642052.5
| TERRACE EXTERNAL PLASTER | 208.68 | 210 | SQM | 43822.8
| TOTAL | 6604.37 |  |  | 3488011.4
| INTERNAL PLASTER | 8523.73
STAIRCASE
4 | Providing and laying polished KOTA Stone slabs 20mm to 25mm thick for treads and risers of steps and staircases, with rounded nosing and groove at edge for the treads, on a bed of C.M. 1:4 including cement float filling joints with neat cement slurry, curing, polishing and cleaning complete.
| STAIRCASE AREA (BOTH STAIRCASE) | 322.8 | 2614.88 | SQM | 844083.264
| TOTAL |  |  |  | 844083.264
FLOORING
5 | Providing and fixing ceramic tiles of approved quality, required size and 5.5mm thickness for dado and skirting in required position with readymade adhesive mortar of approved quality in required position after making the wall in level in plaster of C.M. 1:4 including joint filling with white/colour cement slurry cleaning curing complete
| 2 BASEMENT ( PARKING ) PAVER TILES | 1709.79 | 888.776 | SQM | 1519620.317
| 2 BASEMENT ( LOBBY ) PAVER TILES | 122 | 888.776 | SQM | 108430.672
| 2 BASEMENT (STAIRCASE) KOTA | 40.35 | 2614.88 | SQM | 105510.408
| 2 BASEMENT (SERVICES) ( PCC) vdf | 354 | 590 | SQM | 208860
| 1 BASEMENT ( PARKING ) PAVER TILES | 1840 | 888.776 | SQM | 1635347.84
| 1 BASEMENT ( LOBBY ) PAVER TILES | 206 | 888.776 | SQM | 183087.856
| 1 BASEMENT (STAIRCASE) KOTA | 40.35 | 2614.88 | SQM | 105510.408
| 1 BASEMENT (SERVICES) vdf | 180 | 590 | SQM | 106200
| LOWER GROUND FLOOR ( ANCHOR SHOP ) vdf | 935.07 | 590 | SQM | 551691.3
| LOWER GROUND FLOOR ( LOBBY & CIRCULATION ) V. TILES | 20.21 | 808 | SQM | 16329.68
| LOWER GROUND FLOOR (STAIRCASE) kota | 40.35 | 2614.88 | SQM | 105510.408
| LOWER GROUND FLOOR (SERVICES) vdf | 15 | 590 | SQM | 8850
| UPPER GROUND FLOOR (SHOP) vdf | 410.04 | 590 | SQM | 241923.6
| UPPER GROUND FLOOR ( LOBBY & CIRCULATION ) v. tiles | 350 | 952.26 | SQM | 333291
| UPPER GROUND FLOOR (STAIRCASE) kota | 40.35 | 2614.88 | SQM | 105510.408
| UPPER GROUND FLOOR (SERVICES) v. tiles | 15 | 952.26 | SQM | 14283.9
| FIRST FLOOR (TOILET) c. tiles | 56.7 | 696.672 | SQM | 39501.3024
| FIRST FLOOR (SHOP) vdf | 366.85 | 590 | SQM | 216441.5
| FIRST FLOOR ( LOBBY & CIRCULATION ) v. tiles | 316 | 952.26 | SQM | 300914.16
| FIRST FLOOR (STAIRCASE) kota | 40.35 | 2614.88 | SQM | 105510.408
| FIRST FLOOR (SERVICES) v. tiles | 15 | 952.26 | SQM | 14283.9
| SECOND FLOOR (SHOP) vdf | 729.02 | 590 | SQM | 430121.8
| SECOND FLOOR ( LOBBY & CIRCULATION ) v. tiles | 430 | 952.26 | SQM | 409471.8
| SECOND FLOOR (STAIRCASE) kota | 40.35 | 2614.88 | SQM | 105510.408
| SECOND FLOOR (SERVICES) v. tiles | 15 | 952.26 | SQM | 14283.9
| THIRD FLOOR (SHOP) vdf | 729.02 | 590 | SQM | 430121.8
| THIRD FLOOR ( LOBBY & CIRCULATION ) v. tiles | 430 | 952.26 | SQM | 409471.8
| THIRD FLOOR (STAIRCASE) kota | 40.35 | 2614.88 | SQM | 105510.408
| THIRD FLOOR (SERVICES) vdf | 15 | 590 | SQM | 8850
| FOURTH FLOOR (TOILET) c. tiles | 56.7 | 696.672 | SQM | 39501.3024
| FOURTH FLOOR (SHOP) vdf | 367 | 590 | SQM | 216530
| FOURTH FLOOR ( LOBBY & CIRCULATION ) wooden tiles | 365 | 952.26 | SQM | 347574.9
| FOURTH FLOOR (STAIRCASE) kota | 40.35 | 2614.88 | SQM | 105510.408
| FOURTH FLOOR (SERVICES) vdf | 15 | 590 | SQM | 8850
| FOURTH FLOOR (FOOD COURT) wooden tiles | 264.54 | 952.26 | SQM | 251910.8604
| FOURTH FLOOR (STALLS) kota | 112 | 2614.88 | SQM | 292866.56
5TH FLOOR
| MEP SERVICES VDF | 17.8 | 590 | SQM | 10502
| STAIRCASE / LOBBY KOTA | 41.67 | 2614.88 | SQM | 108962.0496
| CIRCULATION V. TILES | 259.66 | 952.26 | SQM | 247263.8316
| STORAGE VDF | 32.03 | 590 | SQM | 18897.7
| COMMON TOILET C. TILES | 46.1 | 696.672 | SQM | 32116.5792
| KITCHEN V. TILES | 169.79 | 952.26 | SQM | 161684.2254
| RESTAURANT V.TILES | 327.79 | 952.26 | SQM | 312141.3054
| PUB / LOUNGE V. TILES | 321.8 | 952.26 | SQM | 306437.268
0
| 6TH FLOOR |  |  |  | 0
| MEP SERVICES VDF | 18.9 | 590 | SQM | 11151
| STAIRCASE / LOBBY KOTA | 41.67 | 2614.88 | SQM | 108962.0496
| CIRCULATION V. TILES | 239.72 | 952.26 | SQM | 228275.7672
| STORAGE VDF | 62.55 | 590 | SQM | 36904.5
| COMMON TOILET C. TILES | 47.32 | 696.672 | SQM | 32966.519
| ADMIN V. TILES | 324.77 | 952.26 | SQM | 309265.4802
| GYM / SPA WOODEN TILES | 168 | 952.26 | SQM | 159979.68
| HOTEL ROOMS V. TILES | 252.43 | 952.26 | SQM | 240378.9918
| HOTEL TOILETS C. TILES | 58.8 | 696.672 | SQM | 40964.3136
| REFUGE AREA KOTA | 31.66 | 2614.88 | SQM | 82787.1008
0
| 7TH FLOOR |  |  |  | 0
| MEP SERVICES VDF | 22.6 | 590 | SQM | 13334
| STAIRCASE / LOBBY KOTA | 41.67 | 2614.88 | SQM | 108962.0496
| CIRCULATION V. TILES | 270.64 | 952.26 | SQM | 257719.6464
| HOTEL ROOMS V. TILES | 713.64 | 952.26 | SQM | 679570.8264
| HOTELTOILETS C. TILES | 160.42 | 696.672 | SQM | 111760.1222
0
| 8TH FLOOR |  |  |  | 0
| SERVICES VDF | 22.6 | 590 |  | 13334
| STAIRCASE / LOBBY KOTA | 41.67 | 2614.88 |  | 108962.0496
| CIRCULATION V. TILES | 270.64 | 952.26 |  | 257719.6464
| HOTEL ROOMS V. TILES | 713.64 | 952.26 |  | 679570.8264
| HOTEL TOILETS C.TILES | 160.42 | 696.672 |  | 111760.1222
0
| 9TH FLOOR |  |  |  | 0
| MEP SERVICES VDF | 29.2 | 590 | SQM | 17228
| STAIRCASE / LOBBY KOTA | 41.67 | 2614.88 | SQM | 108962.0496
| CIRCULATION V.TILES | 267.59 | 952.26 | SQM | 254815.2534
| STORAGE VDF | 41.35 | 590 | SQM | 24396.5
| COMMON TOILET C. TILES | 57.04 | 696.672 | SQM | 39738.1709
| KITCHEN V. TILES | 112.6 | 952.26 | SQM | 107224.476
| BANQUET HALL V. TILES | 767.54 | 952.26 | SQM | 730897.6404
0
| 10TH FLOOR |  |  |  | 0
| MEP SERVICES VDF | 9 | 590 | SQM | 5310
| STAIRCASE / LOBBY KOTA | 41.67 | 2614.88 | SQM | 108962.0496
| CIRCULATION V. TILES | 126.47 | 952.26 | SQM | 120432.3222
| COMMON TOILET C. TILES | 44.08 | 696.672 | SQM | 30709.3018
| BANQUET HALL V. TILES | 548.26 | 952.26 | SQM | 522086.0676
| OUTDOOR DINING WOODEN TILES | 196.57 | 952.26 | SQM | 187185.7482
| SWIMMING / INFINITY POOL C. TILES |  |  | SQM | 0
| WALLS | 62.22 | 696.672 | SQM | 43346.9318
| FLOOR | 98.27 | 696.672 | SQM | 68461.9574
| TERRACE |  |  | SQM | 0
| BRICK BAT COBA | 1191.28 | 1012 | SQM | 1205575.36
|  |  |  | SQM | 0
| WATERPROOFING | 1191.28 | 445 | SQM | 530119.6
| TOTAL | 20469.23 |  |  | 18100480.0939
STAIRCASE RAILING
6 | Providing and fixing mild steel grill railing of required kg/sqm with wood hand rail of size 75mm x 60mm and sill of 75mm x 25mm and newel posts for staircases, including fabricaing, fixtures, erecting, painting the grill work with one coat of anticorrosive paint and two coats of oil painting with approved colour and polishing the sill, hand rail and the newel post with french polish etc complete.
| ALL FLOOR (STAIRCASE -1) UPTO 4TH FLOOR | 40.3 | 1888 | PER M | 76086.4
| ALL FLOOR (STAIRCASE -2) UPTO 4TH FLOOR | 40.3 | 1888 | PER M | 76086.4
| 5TH TO 10TH FLOOR (STAIRCASE -1) | 115.26 | 1888 | PER M | 217610.88
| 5TH TO 10TH FLOOR (STAIRCASE -2) | 134.76 | 1888 | PER M | 254426.88
| TOTAL |  |  |  | 624210.56
DOORS
7 | Providing and fixing solid core flush door in single leaf 35mm thk decorative types, or exterior grade comfirming to IS 2202-1966 (revised) as per detailed drawing including Burmah/Superior Indian teak wood door frame, aproved face veneers on both faces with/without glazing and venetians in the positions shown on the drawing or as directed all necessary beads, mouldings and lipping, wrought iron hold fasts chromium plated fixtures and fastenings without/with brass mortise lock chrimium plated handles on both sides and finishing with french polish.
BASEMENT 1 AND 2
| D1 = 750 X 2100 1no | 1.57 | 6475.368 | SQM | 10166.33
| D2 = 900 X 2100 3no | 5.67 | 6475.368 | SQM | 36715.34
| D3 = 1000 X 2100 4no | 8.4 | 6475.368 | SQM | 54393.09
| D4 = 1200 X 2100 5no | 12.6 | 6475.368 | SQM | 81589.64
| D5 = 1500 X 2100 4no | 12.6 | 6475.368 | SQM | 81589.64
| FRD = 1500 X 2100 4no | 12.6 | 1700 | SQM | 21420
| total |  |  |  | 285874.04
| LOWER GROUND |  |  |  | 0
| D2= 900 X 2100 1no | 1.89 | 6475.368 | SQM | 12238.45
| D3= 1000X2100 1no | 2.1 | 6475.368 | SQM | 13598.27
| FRD = 1500 X 2100 4no | 12.6 | 1700 | SQM | 21420
| total |  |  |  | 47256.72
| UPPER GROUND |  |  |  | 0
| D2 = 900 X 2100 1no | 1.89 | 6475.368 | SQM | 12238.45
| D3 = 1000 X 2100 1no | 2.1 | 6475.368 | SQM | 13598.27
| GD1 = 2000 X 2100 3no | 12.6 | 10157.44 | SQM | 127983.74
| GD2 = 1000 X 2100 1no | 2.1 | 10157.44 | SQM | 21330.62
| FRD = 1500 X 2100 2no | 6.3 | 1700 | SQM | 10710
| total |  |  |  | 185861.08
| FIRST FLOOR |  |  |  | 0
| D1=750 x 2100 7no | 110.25 | 6475.368 | SQM | 713909.32
| D2= 900 x 2100 1no | 1.89 | 6475.368 | SQM | 12238.45
| D3= 1000 x 2100 4no | 8.4 | 6475.368 | SQM | 54393.09
| FRD= 1500 x 2100 2no | 6.3 | 1700 | SQM | 10710
| total |  |  |  | 791250.86
| SECOND AND THIRD FLOOR |  |  |  | 0
| D2= 750x 2100 1no | 1.89 | 6475.368 | SQM | 12238.45
| D3=1000x2100 1no | 2.1 | 6475.368 | SQM | 13598.27
| FRD=1500 x 2100 2no | 6.3 | 1700 | SQM | 10710
| total |  |  |  | 36546.72
| FOURTH FLOOR |  |  |  | 0
| D1= 750 x 2100 7no | 110.25 | 6475.368 | SQM | 713909.32
| D2= 900 x 2100 1no | 1.89 | 6475.368 | SQM | 12238.45
| D3= 1000x2100 4no | 8.4 | 6475.368 | SQM | 54393.09
| FRD=1500 x 2100 2no | 6.3 | 1700 |  | 10710
| total |  |  |  | 791250.86
0
| 5TH FLOOR |  |  |  | 0
| D2 = 900 X 2100 2no | 3.78 | 6475.368 | SQM | 24476.89
| D3 = 1000 X 2100 8no | 16.8 | 6475.368 | SQM | 108786.18
| D5 = 1500 X 2100 7no | 22.05 | 6475.368 | SQM | 142781.86
| FRD = 1500 X 2100 2no | 6.3 | 1700 | SQM | 10710
286754.93
6TH FLOOR
| D1= 750 X 2100 11no | 17.32 | 6475.368 | SQM | 112153.37
| D2= 900 X 2100 6no | 11.34 | 6475.368 | SQM | 73430.67
| D3= 1000X2100 36no | 75.6 | 6475.368 | SQM | 489537.82
| D5= 1500X2100 1no | 3.15 | 6475.368 | SQM | 20397.41
| D6= 2000X2100 1no | 4.2 | 6475.368 | SQM | 27196.55
| D7= 850X2100 2no | 3.57 | 6475.368 | SQM | 23117.06
| D13= 600X2100 18no | 22.68 | 6475.368 | SQM | 146861.35
| FRD =1500 X 2100 4no | 12.6 | 1700 | SQM | 21420
914114.23
| 7TH FLOOR |  |  |  | 0
| D2 = 900 X 2100 5no | 9.45 | 6475.368 | SQM | 61192.23
| D3 = 1000 X 2100 30no | 63 | 6475.368 | SQM | 407948.18
| D7 = 850 X 2100 2no | 3.57 | 6475.368 | SQM | 23117.06
| D13 = 600 X 2100 58no | 73.08 | 6475.368 | SQM | 473219.89
| FRD = 1500 X 2100 2no | 6.3 | 1700 | SQM | 10710
976187.36
| 8TH FLOOR |  |  |  | 0
| D2 = 900 X 2100 5no | 9.45 | 6475.368 | SQM | 61192.23
| D3 = 1000 X 2100 30no | 63 | 6475.368 | SQM | 407948.18
| D7 = 850 X 2100 2no | 3.57 | 6475.368 | SQM | 23117.06
| D13 = 600 X 2100 58no | 73.08 | 6475.368 | SQM | 473219.89
| FRD = 1500 X 2100 2no | 6.3 | 1700 | SQM | 10710
976187.36
| 9TH FLOOR |  |  |  | 0
| D2= 750x 2100 1no | 1.57 | 6475.368 | SQM | 10166.33
| D3=1000x2100 6no | 12.6 | 6475.368 | SQM | 81589.64
| D5=1500x2100 1no | 3.15 | 6475.368 | SQM | 20397.41
| GD1=2000x2100 7no | 29.4 | 10157.44 | SQM | 298628.74
| FRD=1500 x 2100 2no | 6.3 | 1700 | SQM | 10710
421492.12
| 10TH FLOOR |  |  |  | 0
| D2= 900 x 2100 1no | 1.89 | 6475.368 | SQM | 12238.45
| D3= 1000x2100 6no | 12.6 | 6475.368 | SQM | 81589.64
| D4= 1200x2100 1no | 2.52 | 6475.368 | SQM | 16317.93
| D5= 1500x2100 4no | 12.6 | 6475.368 | SQM | 81589.64
| FRD=1500 x 2100 2no | 6.3 | 1700 | SQM | 10710
202445.66
| TOTAL |  |  |  | 5915221.94
8 | WINDOWS
BASEMENT 1 AND 2
| W1= 2650 X 1200 2no. | 6.36 | 1230 | SQM | 7822.8
| W2 = 1500 X 1200 2no. | 3.6 | 1230 | SQM | 4428
| W3= 1000 X 1200 2no. | 2.4 | 1230 | SQM | 2952
|  |  | 1230 | SQM | 0
| LOWER GROUND |  | 1230 | SQM | 0
| W2= 1500 X 1200 1no. | 1.8 | 1230 | SQM | 2214
|  |  | 1230 | SQM | 0
| UPPER GROUND |  | 1230 | SQM | 0
| W1= 2650 X 1200 1no. | 3.18 | 1230 | SQM | 3911.4
| W2 = 1500 X 1200 2no. | 1.8 | 1230 | SQM | 2214
|  |  | 1230 | SQM | 0
| FIRST FLOOR |  | 1230 | SQM | 0
| W1 = 2650 X 1200 1no. | 3.18 | 1230 | SQM | 3911.4
| W2 = 1500 X 1200 2no. | 1.8 | 1230 | SQM | 2214
|  |  | 1230 | SQM | 0
| SECOND FLOOR |  | 1230 | SQM | 0
| W1= 2650 X 1200 1no. | 3.18 | 1230 | SQM | 3911.4
| W2= 1500 X 1200 2no. | 1.8 | 1230 | SQM | 2214
|  |  | 1230 | SQM | 0
| THIRD FLOOR |  | 1230 | SQM | 0
| W1= 2650 X 1200 1no. | 3.18 | 1230 | SQM | 3911.4
| W2= 1500 X 1200 2no. | 1.8 | 1230 | SQM | 2214
|  |  | 1230 | SQM | 0
| FOURTH FLOOR |  | 1230 | SQM | 0
| W1 = 2650 X 1200 1no. | 3.18 | 1230 | SQM | 3911.4
| W2 = 1500 X 1200 2no. | 1.8 | 1230 | SQM | 2214
|  | 39.06 | 1230 | SQM | 48043.8
9 | Providing and fixing steel louvered windws / ventilators of various sizes s periled drawin itout hotdipzc coatingincluding fabrication with approved type and quality all fixtures and fastening without teak wood boxing and architraves including finishing with one coat of primer and two coats of oil painting complete. |  | 1230 |  | 0
| FIRST FLOOR V1 = 600 X 900 7no. | 3.78 | 1230 | SQM | 4649.4
| V2 =900 X 900 1no. | 0.81 | 1230 |  | 996.3
| FOURTH FLOOR V1 = 600 X 900 7 no. | 3.78 | 1230 | SQM | 4649.4
| V2 = 900 X 900 1no. | 0.81 | 1230 |  | 996.3
| TOTAL | 9.18 | 1230 |  | 11291.4
WINDOWS
5TH FLOOR
| W1= 2650 X 1200 2no. | 6.36 | 1230 | SQM | 7822.8
| W2 = 1500 X 1200 2no. | 3.6 | 1230 | SQM | 4428
| W3= 1000 X 1200 2no. | 2.4 | 1230 | SQM | 2952
| W = 1600 X 2000 21no | 67.2 | 1230 | SQM | 82656
|  |  | 1230 |  | 0
| 6TH FLOOR |  | 1230 |  | 0
| W2= 1500 X 1200 1no. | 1.8 | 1230 | SQM | 2214
| W = 1600 X 2000 18no | 57.6 | 1230 | SQM | 70848
|  |  | 1230 |  | 0
| 7TH FLOOR |  | 1230 |  | 0
| W1= 2650 X 1200 1no. | 3.18 | 1230 | SQM | 3911.4
| W2 = 1500 X 1200 2no. | 1.8 | 1230 | SQM | 2214
| W = 1600 X 2000 18no | 57.6 | 1230 |  | 70848
|  |  | 1230 |  | 0
| 8TH FLOOR |  | 1230 |  | 0
| W1 = 2650 X 1200 1no. | 3.18 | 1230 | SQM | 3911.4
| W2 = 1500 X 1200 2no. | 1.8 | 1230 | SQM | 2214
| W = 1600 X 2000 18no | 57.6 | 1230 | SQM | 70848
|  |  | 1230 |  | 0
| 9TH FLOOR |  | 1230 |  | 0
| W1= 2650 X 1200 1no. | 3.18 | 1230 | SQM | 3911.4
| W2= 1500 X 1200 2no. | 1.8 | 1230 | SQM | 2214
| W = 1600 X 2000 22no | 70.4 | 1230 | SQM | 86592
|  |  | 1230 |  | 0
| 10TH FLOOR |  | 1230 |  | 0
| W1= 2650 X 1200 1no. | 3.18 | 1230 | SQM | 3911.4
| W2= 1500 X 1200 2no. | 1.8 | 1230 | SQM | 2214
423710.4
| TOTAL | 48.24 |  |  | 483045.6
10 | Providing and fixing collapsible steel gates in two leaves, with channel pickets, pivoted flats bars including top and bottom guides, rollers, stoppers, handles all fitting accessories locking arrangement and one coat of primer and two coats of oil painti
[Spec.No. : Bd.T. 57 Page No. 511]
C.S.R. I.No. 7 Page No. 78
| EXTERNAL STEEL GATES 2 no. | 20 | 3600 | SQM | 72000
| EXTERNAL STEEL GATES 2 no. | 20 | 3600 | SQM | 72000
| TOTAL |  |  |  | 144000
PAINTING
11 | Providing and applying plastic emulsion paint of approved quality, colour and shade to old and new surfaces in two coats including scaffolding and preparing the surfaces (including the primer coat) complete.
| INTERNAL PAINTING | 8523.73 | 733.96 | SQM | 6256076.8708
| INTERNAL PAINTING | 17695.06 | 733.96 | SQM | 12987466.2376
| TOTAL |  |  |  | 19243543.1084
PAINT
12 | Providing and applying two coats of water proof cement paint of approved manufacture and of approved colour to old plastered surfaces including scaffolding if necessary, cleaning and preparing the surface, watering for two days complete.(Sample and brand is to be got approved from Ex. Engineer before use)
| EXTERNAL PAINTING | 5190.23 | 910.96 | SQM | 4728091.9208
| COMPOUND WALL | 707.07 | 910.96 | SQM | 644112.4872
| EXTERNAL PAINTING | 5662.25 | 910.96 | SQM | 5158083.26
| COMPOUND WALL | 1414.14 | 910.96 | SQM | 1288224.9744
| TOTAL | 5897.3 |  |  | 11818512.6424
13 | providing and fixing internal and external glazing of approved quality with proper fixing with 8MM thick clear toughened glass with patch fittings
GLAZING
| OPENABLE GLAZING | 1877.92 | 550 |  | 1032856
| FIXED GLAZING | 446.13 | 550 | SQM | 245371.5
| GLAZING |  |  |  | 0
| FIXED GLASS | 1729.17 | 550 |  | 951043.5
| SPIDER GLAZING | 1195.39 | 550 | SQM | 657464.5
| TOTAL | 2324.05 |  |  | 2886735.5
14 | LIFTS | QUANTITY
| PASSENGER LIFTS | 4 | 800000 |  | 3200000
| SERVICE LIFTS | 2 | 1100000 |  | 2200000
| ESCALATORS (FROM GROUND TO FOURTH) 4 PAIRS | 8 | 1600000 |  | 12800000
5TH TO 10TH
| PASSENGER LIFTS | 4 | 800000 |  | 3200000
| SERVICE LIFTS | 2 | 1100000 |  | 2200000
23600000
15 | LOUVERS QUANTITY ABOVE THE FAÇADE GLASS
| FOURTH FLOOR | LENGTH (RM) | NO. | TOTAL LENGTH
| 38.04 X 4 | 38.04 | 4 | 152.16 | 24345.6
| 28.13 X 4 | 28.13 | 4 | 112.52 | 18003.2
| 17.94 X 4 | 17.94 | 4 | 71.76 | 11481.6
| 32.73 X 4 | 32.73 | 4 | 130.92 | 20947.2
|  |  |  | 0 | 0
| THIRD FLOOR |  |  | 0 | 0
| 6.00 X 4 | 6 | 4 | 24 | 3840
| 2.74 X 4 | 2.74 | 4 | 10.96 | 1753.6
| 3.48 X 8 | 3.48 | 8 | 27.84 | 4454.4
| 4.15 X 8 | 4.15 | 8 | 33.2 | 5312
| 3.55 X 8 | 3.55 | 8 | 28.4 | 4544
| 2.20 X 4 | 2.2 | 4 | 8.8 | 1408
| 4.05 X 4 | 4.05 | 4 | 16.2 | 2592
| 3.41 X 4 | 3.41 | 4 | 13.64 | 2182.4
| 4.43 X 4 | 4.43 | 4 | 17.72 | 2835.2
| 2.745 X 4 | 2.75 | 4 | 11 | 1760
| TOTAL |  |  | 659.12 | 105459.2
16 | COUMPOUND WALL | 726.01
| TOTAL |  |  |  | 0
17 | CANOPY
| TOTAL | 53.83 | 70000 |  | 3768100
18 | SHOP GLASS
| UPPER GROUND | 180.67 | 340 |  | 61427.8
| FIRST FLOOR | 170.8 | 340 |  | 58072
| SECOND FLOOR | 171.32 | 340 |  | 58248.8
| THIRD FLOOR | 171.32 | 340 |  | 58248.8
| FOURTH FLOOR | 154 | 340 |  | 52360
| TOTAL | 848.11 | 340 |  | 288357.4
| W.C. | NO OF UNITS
|  |  | 2200 |  | 0
| 5TH FLOOR | 6 | 2200 | NOS | 13200
| 6TH FLOOR | 16 | 2200 | NOS | 35200
| 7TH FLOOR | 32 | 2200 | NOS | 70400
| 8TH FLOOR | 32 | 2200 | NOS | 70400
| 9TH FLOOR | 8 | 2200 | NOS | 17600
| 10TH FLOOR | 6 | 2200 | NOS | 13200
| TOTAL | 100 | 2200 | NOS | 220000
URINALS
| 5TH FLOOR | 4 | 700 | NOS | 2800
| 6TH FLOOR | 3 | 700 | NOS | 2100
| 9TH FLOOR | 5 | 700 | NOS | 3500
| 10TH FLOOR | 4 | 700 | NOS | 2800
| TOTAL | 16 | 700 | NOS | 11200
SHOWER
| 6TH FLOOR | 12 | 160 | NOS | 1920
| 7TH FLOOR | 30 | 160
| 8TH FLOOR | 30 | 160
| TOTAL | 72 | 160 | NOS | 11520
WASH BASINS
|  |  | 890 | NOS | 0
| 5TH FLOOR | 5 | 890 | NOS | 4450
| 6TH FLOOR | 17 | 890 | NOS | 15130
| 7TH FLOOR | 32 | 890 | NOS | 28480
| 8TH FLOOR | 32 | 890 | NOS | 28480
| 9TH FLOOR | 7 | 890 | NOS | 6230
| 10TH FLOOR | 5 | 890 | NOS | 4450
| TOTAL | 98 | 890 | NOS | 87220
| TOTAL |  |  |  | 329940
DADO TILES
| 5TH FLOOR | AREA (SQM)
| COMMON TOILETS | 170.52 | 696.672 | SQM | 118796.5094
0
| 6TH FLOOR |  |  |  | 0
| COMMMON TOILET | 114.08 | 696.672 |  | 79476.3418
| HOTEL TOILET | 308.6 | 696.672 |  | 214992.9792
0
| 7TH FLOOR |  |  |  | 0
| HOTEL TOILETS | 852.91 | 696.672 |  | 594198.5155
0
| 8TH FLOOR |  |  |  | 0
| HOTEL TOILETS | 852.91 | 696.672 |  | 594198.5155
0
| 9TH FLOOR |  |  |  | 0
| COMMON TOILETS | 236.04 | 696.672 |  | 164442.4589
0
| 10TH FLOOR |  |  |  | 0
| COMMON TOILETS | 129.57 | 696.672 |  | 90267.791
| TOTAL | 2664.63 | 696.672 |  | 1856373.1114
| FIRE FIGHTING CYLINDER | 14 | NOS | 3000 | 42000
| PLUMBING PIPE LINE & FITTINGS |  | LS |  | 100000
| PATH WAY PCC | 1025 | SQM | 600 | 615000
| FURNITURE @ RS. 200000.00/- |  | LS |  | 200000
ELECTRICAL
SWIMMING POOL
| GRAND TOTAL |  |  |  | 206878401.7

## ORG
BOQ FOR ONYX MALL AT JAMSHEDPUR, JHARKHAND.
| ACUBE ARCHITECTS |  |  |  | REV.00
| for bank purpose |  |  |  | DATE: 26-08-22
Client:M/s. Shri Saurabh Agrawal
Architects:Acube Architects
Project: Onyx Mall at Jamshedpur, Jharkhand.
BILL OF QUANTITIES
S.NO. | ITEMS | QTY. | RATE | UNIT | AMOUNT
1 | Providing Fly ash lime brick masonry (bricks conforming to I.S.12894 : 1990 of size 19 cm x 9 cm x 9 cm ) in cement mortar 1:6 in foundations and plinth of inner walls / in plinth of external walls including bailing out water, striking joints on unexposed faces, racking out joints on exposed faces and watering complete. (9" brick wall)
Providing Second class Burnt Brick masonry with conventional/I.S. type bricks in cement mortar 1:4 including scaffolding, racking joints and watering in pillars of curved shape as shown in the drawings.(4" brick wall)
Providing Second class Burnt Brick masonry with conventional/I.S. type bricks in cement mortar 1:4 including scaffolding, racking joints and watering in pillars of rectangular or square shapes as shown in the drawings.(6" brick wall)
| 2 BASEMENT FLOOR : 9" BRICK WALL | 233.97 | 8496 | CUM | 1987809.12
| 6" BRICK WALL | 29.52 | 8496 |  | 250801.92
| 4" BRICK WALL | 93.93 | 8496 |  | 798029.28
8496
| 1 BASEMENT FLOOR : 9" BRICK WALL | 233.97 | 8496 | CUM | 1987809.12
| 6" BRICK WALL | 36.48 | 8496 |  | 309934.08
| 4" BRICK WALL | 44.52 | 8496 |  | 378241.92
|  |  | 8496 |  | 0
| LOWER GROUND FLOOR : 9" BRICK WALL | 1030.65 | 8496 | CUM | 8756402.4
| 6" BRICK WALL | 12 | 8496 |  | 101952
|  |  | 8496 |  | 0
| UPPER GROUND FLOOR : 9" BRICK WALL | 161.44 | 8496 | CUM | 1371594.24
| 4" BRICK WALL | 235.56 | 8496 |  | 2001317.76
|  |  | 8496 |  | 0
| FIRST FLOOR : 9" BRICK WALL | 243.35 | 8496 |  | 2067501.6
| 6" BRICK WALL | 201.54 | 8496 | CUM | 1712283.84
| 4" BRICK WALL | 290 | 8496 |  | 2463840
|  |  | 8496 |  | 0
| SECOND FLOOR : 14" BRICK WALL | 21.44 | 8496 |  | 182154.24
| 9" BRICK WALL | 219.42 | 8496 |  | 1864192.32
| 6" BRICK WALL | 5.14 | 8496 | CUM | 43669.44
| 4" BRICK WALL | 276.18 | 8496 |  | 2346425.28
|  |  | 8496 |  | 0
| THIRD FLOOR : 14" BRICK WALL | 21.44 | 8496 |  | 182154.24
| 9' BRICK WALL | 219.42 | 8496 |  | 1864192.32
| 6" BRICK WALL | 5.14 | 8496 | CUM | 43669.44
| 4" BRICK WALL | 276.18 | 8496 |  | 2346425.28
|  |  | 8496 |  | 0
| FOURTH FLOOR : 14" BRICK WALL | 20.43 | 8496 | CUM | 173573.28
| 9" BRICK WALL | 294.31 | 8496 |  | 2500457.76
| 6" BRICK WALL | 66.08 | 8496 |  | 561415.68
| 4" BRICK WALL | 429.46 | 8496 |  | 3648692.16
|  |  | 8496 |  | 0
| 5TH FLOOR : 23" BRICK WALL | 13.3 | 8496 | SQM | 112996.8
| 13" BRICK WALL | 28.34 | 8496 |  | 240776.64
| 9" BRICK WALL | 234.74 | 8496 |  | 1994351.04
| 6" BRICK WALL | 32.28 | 8496 |  | 274250.88
| 4" BRICK WALL | 593.18 | 8496 |  | 5039657.28
|  |  | 8496 |  | 0
| 6TH FLOOR : 9" BRICK WALL | 256.98 | 8496 | SQM | 2183302.08
| 6" BRICK WALL | 24.1 | 8496 |  | 204753.6
| 4" BRICK WALL | 1208.28 | 8496 |  | 10265546.88
|  |  | 8496 |  | 0
| 7TH FLOOR : 13" BRICK WALL | 18.56 | 8496 | SQM | 157685.76
| 9" BRICK WALL | 123.04 | 8496 |  | 1045347.84
| 6" BRICK WALL | 23.78 | 8496 |  | 202034.88
| 4" BRICK WALL | 803.58 | 8496 |  | 6827215.68
|  |  | 8496 |  | 0
| 8TH FLOOR : 13" BRICK WALL | 18.56 | 8496 |  | 157685.76
| 9" BRICK WALL | 123.04 | 8496 |  | 1045347.84
| 6" BRICK WALL | 23.78 | 8496 |  | 202034.88
| 4" BRICK WALL | 803.58 | 8496 |  | 6827215.68
|  |  | 8496 |  | 0
| 9TH FLOOR : 23" BRICK WALL | 16.8 | 8496 |  | 142732.8
| 9" BRICK WALL | 340.92 | 8496 | SQM | 2896456.32
| 6" BRICK WALL | 497.61 | 8496 |  | 4227694.56
| 4" BRICK WALL | 729.62 | 8496 |  | 6198851.52
|  |  | 8496 |  | 0
| 10TH FLOOR : 9" BRICK WALL | 506.93 | 8496 |  | 4306877.28
| 6" BRICK WALL | 69.51 | 8496 |  | 590556.96
| 4" BRICK WALL | 281.13 | 8496 | SQM | 2388480.48
8496
|  |  | 8496 |  | 0
| COMPOUND WALL: 9" BRICK WALL | 707.07 | 8496 | CUM | 6007266.72
| TOTAL | 12180.28 |  |  | 103483658.88
PLASTER
2 | Providing internal cement plaster 12mm thick in a single coat in cement mortar 1:5 without neeru finish to concrete or brick surface in all positions including scaffolding and curing complete. Providing groove at B.B. masonary and concrete members complete.
IWP- (INTERNAL WALL PLASTER)
ICP- (INTERNAL CEILING PLASTER)
| 2 BASEMENT IWP | 1114.56 | 220 | SQM | 245203.2
| 2 BASEMENT ICP | 1709.79 | 220 | SQM | 376153.8
| 2 BASEMENT (MEP SERVICES) IWP | 180 | 220 | SQM | 39600
| 2 BASEMENT (MEP SERVICES)ICP | 354.71 | 220 | SQM | 78036.2
| 2 BASEMENT (STAIRCASE) IWP | 96.06 | 220 | SQM | 21133.2
| 2 BASEMENT (STAIRCASE) ICP | 40.35 | 220 | SQM | 8877
|  | 3495.47 | 220 | SQM | 769003.4
| 1 BASEMENT IWP | 1342.36 | 220 | SQM | 295319.2
| 1 BASEMENT ICP | 1840 | 220 | SQM | 404800
| 1 BASEMENT (MEP SERVICES) IWP | 0 | 220 | SQM | 0
| 1 BASEMENT (MEP SERVICES)ICP | 0 | 220 | SQM | 0
| 1 BASEMENT (STAIRCASE) IWP | 96.06 | 220 | SQM | 21133.2
| 1 BASEMENT (STAIRCASE) ICP | 40.35 | 220 | SQM | 8877
|  | 3318.77 | 220 |  | 730129.4
| LOWER GROUND FLOOR (ANCHOR SHOPS) IWP | 670 | 220 | SQM | 147400
| LOWER GROUND FLOOR (ANCHOR SHOPS) ICP | 935.07 | 220 | SQM | 205715.4
| LOWER GROUND FLOOR ( CIRCULATION & LOBBY ) IWP | 30 | 220 | SQM | 6600
| LOWER GROUND FLOOR ( CIRCULATION & LOBBY ) ICP | 20.21 | 220 | SQM | 4446.2
| LOWER STAIRCASE FLOORING IWP | 96.06 | 220 | SQM | 21133.2
| LOWER STAIRCASE FLOORING ICP | 40.35 | 220 | SQM | 8877
| LOWER SERVICE FLOORING IWP | 0 | 220 | SQM | 0
| LOWER SERVICE FLOORING ICP | 15 | 220 | SQM | 3300
|  | 1806.69 | 220 |  | 397471.8
| UPPER GROUND FLOOR (SHOPS) IWP | 437.4 | 220 | SQM | 96228
| UPPER GROUND FLOOR (SHOPS) ICP | 410.04 | 220 | SQM | 90208.8
| UPPER GROUND FLOOR ( CIRCULATION AND LOBBY ) IWP | 177.8 | 220 | SQM | 39116
| UPPER GROUND FLOOR ( CIRCULATION AND LOBBY ) ICP | 350 | 220 | SQM | 77000
| UPPER STAIRCASE IWP | 116.7 | 220 | SQM | 25674
| UPPER STAIRCASE ICP | 40.35 | 220 | SQM | 8877
| UPPER SERVICE FLOORING IWP | 0 | 220 | SQM | 0
| UPPER SERVICE FLOORING ICP | 15 | 220 | SQM | 3300
|  | 1547.29 | 220 |  | 340403.8
| FIRST FLOOR (SHOPS) IWP | 1295 | 220 | SQM | 284900
| FIRST FLOOR (SHOPS) ICP | 366.85 | 220 | SQM | 80707
| FIRST FLOOR (TOILETS) ICP | 56.7 | 220 | SQM | 12474
| FIRST FLOOR ( CIRCULATION & LOBBY ) IWP | 551.3 | 220 | SQM | 121286
| FIRST FLOOR ( CIRCULATION & LOBBY) ICP | 316 | 220 | SQM | 69520
| FIRST FLOOR STAIRCASE IWP | 135.17 | 220 | SQM | 29737.4
| FIRST FLOOR STAIRCASE ICP | 40.35 | 220 | SQM | 8877
| FIRST FLOOR SERVICE FLOORING IWP | 0 | 220 | SQM | 0
| FIRST FLOOR SERVICE FLOORING ICP | 15 | 220 | SQM | 3300
|  | 2776.37 | 220 |  | 610801.4
| SECOND FLOOR (SHOPS) IWP | 1683.65 | 220 | SQM | 370403
| SECOND FLOOR (SHOPS) ICP | 729.02 | 220 | SQM | 160384.4
| SECOND FLOOR ( CIRCULATION & LOBBY ) IWP | 663 | 220 | SQM | 145860
| SECOND FLOOR ( CIRCULATION & LOBBY ) ICP | 430 | 220 | SQM | 94600
| SECOND FLOOR STAIRCASE IWP | 135.17 | 220 | SQM | 29737.4
| SECOND FLOOR STAIRCASE ICP | 40.35 | 220 | SQM | 8877
| SECOND FLOOR SERVICE FLOORING IWP | 0 | 220 | SQM | 0
| SECOND FLOOR SERVICE FLOORING ICP | 15 | 220 | SQM | 3300
|  | 3696.19 | 220 |  | 813161.8
| THIRD FLOOR (SHOPS) IWP | 1683.65 | 220 | SQM | 370403
| THIRD FLOOR (SHOPS) ICP | 729.02 | 220 | SQM | 160384.4
| THIRD FLOOR ( CIRCULATION AND LOBBY ) IWP | 663 | 220 | SQM | 145860
| THIRD FLOOR ( CIRCULATION AND LOBBY) ICP | 430 | 220 | SQM | 94600
| THIRD FLOOR STAIRCASE IWP | 135.17 | 220 | SQM | 29737.4
| THIRD FLOOR STAIRCASE ICP | 40.35 | 220 | SQM | 8877
| THIRD FLOOR SERVICE FLOORING IWP | 0 | 220 | SQM | 0
| THIRD FLOOR SERVICE FLOORING ICP | 15 | 220 | SQM | 3300
|  | 3696.19 | 220 |  | 813161.8
| FOURTH FLOOR (TOILETS) ICP ( DADO TILE ) | 56.7 | 220 | SQM | 12474
| FOURTH FLOOR (SHOPS) IWP | 1073 | 220 | SQM | 236060
| FOURTH FLOOR (SHOPS) ICP | 367 | 220 | SQM | 80740
| FOURTH FLOOR ( CIRCULATION AND LOBBY ) IWP | 458.26 | 220 | SQM | 100817.2
| FOURTH FLOOR ( CIRCULATION AND LOBBY ) ICP | 365 | 220 | SQM | 80300
| FOURTH FLOOR STAIRCASE IWP | 156.56 | 220 | SQM | 34443.2
| FOURTH FLOOR STAIRCASE ICP | 40.35 | 220 | SQM | 8877
| FOURTH FLOOR (FOOD COURT) IWP | 80 | 220 | SQM | 17600
| FOURTH FLOOR (FOOD COURT) ICP | 264.54 | 220 | SQM | 58198.8
| FOURTH FLOOR ( STALLS) IWP | 412.82 | 220 | SQM | 90820.4
| FOURTH FLOOR ( STALLS) ICP | 112 | 220 | SQM | 24640
| FOURTH FLOOR SERVICE FLOORING IWP | 0 | 220 | SQM | 0
| FOURTH FLOOR SERVICE FLOORING ICP | 15 | 220 | SQM | 3300
|  | 3401.23 | 220 |  | 748270.6
| IWP- (INTERNAL WALL PLASTER) |  | 220 |  | 0
| ICP- (INTERNAL CEILING PLASTER) |  | 220 |  | 0
|  |  | 220 |  | 0
| 5TH FLOOR (IWP) |  | 220 |  | 0
| STAIRCASE / LOBBY | 139.2 | 220 | SQM | 30624
| CIRCULATION | 637.97 | 220 | SQM | 140353.4
| STORAGE | 205.2 | 220 | SQM | 45144
| KITCHEN | 224.12 | 220 | SQM | 49306.4
| RESTAURANT | 395.24 | 220 | SQM | 86952.8
| PUB / LOUNGE | 301.55 | 220 | SQM | 66341
|  | 1903.28 | 220 |  | 418721.6
| 5TH FLOOR (ICP) |  | 220 |  | 0
| STAIRCASE / LOBBY | 41.67 | 220 | SQM | 9167.4
| CIRCULATION | 259.66 | 220 | SQM | 57125.2
| STORAGE | 32.03 | 220 | SQM | 7046.6
| TOILETS | 46.1 | 220 | SQM | 10142
| KITCHEN | 169.79 | 220 | SQM | 37353.8
| RESTAURANT | 327.79 | 220 | SQM | 72113.8
| PUB / LOUNGE | 321.8 | 220 | SQM | 70796
|  | 1198.84 | 220 |  | 263744.8
| 6TH FLOOR (IWP) |  | 220 |  | 0
| STAIRCASE / LOBBY | 106.58 | 220 | SQM | 23447.6
| CIRCULATION | 621.88 | 220 | SQM | 136813.6
| STAORAGE | 200.86 | 220 | SQM | 44189.2
| ADMIN | 889.34 | 220 | SQM | 195654.8
| GYM / SPA | 79.98 | 220 | SQM | 17595.6
| HOTEL ROOMS | 534.99 | 220 | SQM | 117697.8
|  | 2433.63 | 220 |  | 535398.6
| 6TH FLOOR (ICP) |  | 220 |  | 0
| STAIRCASE / LOBBY | 41.67 | 220 | SQM | 9167.4
| CIRCULATION | 239.72 | 220 | SQM | 52738.4
| STAORAGE | 62.55 | 220 | SQM | 13761
| COMMON TOILET | 47.32 | 220 | SQM | 10410.4
| ADMIN | 324.77 | 220 | SQM | 71449.4
| GYM / SPA | 168 | 220 | SQM | 36960
| HOTEL ROOMS | 252.43 | 220 | SQM | 55534.6
| HOTEL TOILETS | 58.8 | 220 | SQM | 12936
|  | 1195.26 | 220 |  | 262957.2
| 7TH FLOOR (IWP) |  | 220 |  | 0
| STAIRCASE / LOBBY | 107.9 | 220 | SQM | 23738
| CIRCULATION | 650.64 | 220 | SQM | 143140.8
| HOTEL ROOMS | 1439.47 | 220 | SQM | 316683.4
|  | 2198.01 | 220 |  | 483562.2
| 7TH FLOOR (ICP) |  | 220 |  | 0
| STAIRCASE / LOBBY | 41.67 | 220 | SQM | 9167.4
| CIRCULATION | 270.64 | 220 | SQM | 59540.8
| HOTEL ROOMS | 713.64 | 220 | SQM | 157000.8
| HOTEL TOILETS | 160.42 | 220 | SQM | 35292.4
|  | 1186.37 | 220 |  | 261001.4
| 8TH FLOOR (IWP) |  | 220 |  | 0
| STAIRCASE / LOBBY | 107.9 | 220 | SQM | 23738
| CIRCULATION | 650.64 | 220 | SQM | 143140.8
| HOTEL ROOMS | 1439.47 | 220 | SQM | 316683.4
|  | 2198.01 | 220 |  | 483562.2
| 8TH FLOOR (ICP) |  | 220 |  | 0
| STAIRCASE / LOBBY | 41.67 | 220 | SQM | 9167.4
| CIRCULATION | 270.64 | 220 | SQM | 59540.8
| HOTEL ROOMS | 713.64 | 220 | SQM | 157000.8
| HOTEL TOILETS | 160.42 | 220 | SQM | 35292.4
|  | 1186.37 | 220 |  | 261001.4
| 9TH FLOOR (IWP) |  | 220 |  | 0
| STAIRCASE / LOBBY | 189.26 | 220 | SQM | 41637.2
| CIRCULATION | 870.41 | 220 | SQM | 191490.2
| STORAGE | 136.59 | 220 | SQM | 30049.8
| KITCHEN | 210.22 | 220 | SQM | 46248.4
| BANQUET HALL | 543.57 | 220 | SQM | 119585.4
|  | 1950.05 | 220 |  | 429011
| 9TH FLOOR (ICP) |  | 220 |  | 0
| STAIRCASE / LOBBY | 41.67 | 220 | SQM | 9167.4
| CIRCULATION | 267.59 | 220 | SQM | 58869.8
| STORAGE | 41.35 | 220 | SQM | 9097
| COMMON TOILET | 57.04 | 220 | SQM | 12548.8
| KITCHEN | 112.6 | 220 | SQM | 24772
| BANQUET HALL | 767.54 | 220 | SQM | 168858.8
|  | 1287.79 | 220 |  | 283313.8
|  |  | 220 |  | 0
|  |  | 220 |  | 0
| 10TH FLOOR (IWP) |  | 220 |  | 0
| STAIRCASE / LOBBY | 107.9 | 220 | SQM | 23738
| CIRCULATION | 305.06 | 220 | SQM | 67113.2
| BANQUET HALL | 376.35 | 220 | SQM | 82797
|  | 789.31 | 220 |  | 173648.2
| 10TH FLOOR (ICP) |  | 220 |  | 0
| STAIRCASE / LOBBY | 41.67 | 220 | SQM | 9167.4
| CIRCULATION | 126.47 | 220 | SQM | 27823.4
|  |  | 220 |  | 0
|  | 168.14 | 220 |  | 36990.8
| TOTAL | 17466.36 |  |  | 8941669
EXTERNAL PLASTER
3 | Providing sand faced plaster for external portion in cement mortar using Kharsalia / Kasaba or similar type of sand, in all positions including base coat of 15mm. Thk in C.M. 1:4 using water proofing compound at 1kg per cement bag, curing the same for not less than 3 days and keeping the surface of the base coat rough to receive the sand faced treatment 6 to 8mm thk in C.M. 1:4 finishing the surface by taking out grains, making grooves and curing for fourteen days scffolding etc. complete.
|  | 5190.23 | 290 | SQM | 1505166.7
| COMPOUND WALL | 1414.14 | 210 | SQM | 296969.4
|  | 5662.25 | 290 | SQM | 1642052.5
| TERRACE EXTERNAL PLASTER | 208.68 | 210 | SQM | 43822.8
| TOTAL | 6604.37 |  |  | 3488011.4
| INTERNAL PLASTER | 8523.73
STAIRCASE
4 | Providing and laying polished MARBLE Stone slabs 20mm to 25mm thick for treads and risers of steps and staircases, with rounded nosing and groove at edge for the treads, on a bed of C.M. 1:4 including cement float filling joints with neat cement slurry, curing, polishing and cleaning complete.
| STAIRCASE AREA (BOTH STAIRCASE) | 322.8 | 3186 | SQM | 1028440.8
| TOTAL |  |  |  | 1028440.8
FLOORING
5 | Providing and fixing ceramic tiles of approved quality, required size and 5.5mm thickness for dado and skirting in required position with readymade adhesive mortar of approved quality in required position after making the wall in level in plaster of C.M. 1:4 including joint filling with white/colour cement slurry cleaning curing complete
| 2 BASEMENT ( PARKING ) PAVER TILES | 1709.79 | 888.776 | SQM | 1519620.317
| 2 BASEMENT ( LOBBY ) PAVER TILES | 122 | 888.776 | SQM | 108430.672
| 2 BASEMENT (STAIRCASE) MARBLE | 40.35 | 3186 | SQM | 128555.1
| 2 BASEMENT (SERVICES) ( PCC) vdf | 354 | 767 | SQM | 271518
| 1 BASEMENT ( PARKING ) PAVER TILES | 1840 | 888.776 | SQM | 1635347.84
| 1 BASEMENT ( LOBBY ) PAVER TILES | 206 | 888.776 | SQM | 183087.856
| 1 BASEMENT (STAIRCASE) MARBLE | 40.35 | 3186 | SQM | 128555.1
| 1 BASEMENT (SERVICES) vdf | 180 | 767 | SQM | 138060
| LOWER GROUND FLOOR ( ANCHOR SHOP ) vdf | 935.07 | 767 | SQM | 717198.69
| LOWER GROUND FLOOR ( LOBBY & CIRCULATION ) CARPET & VDF | 20.21 | 3498 | SQM | 70694.58
| LOWER GROUND FLOOR (STAIRCASE) MARBLE | 40.35 | 3186 | SQM | 128555.1
| LOWER GROUND FLOOR (SERVICES) vdf | 15 | 767 | SQM | 11505
| UPPER GROUND FLOOR (SHOP) vdf | 410.04 | 767 | SQM | 314500.68
| UPPER GROUND FLOOR ( LOBBY & CIRCULATION ) CARPET & VDF | 350 | 3498 | SQM | 1224300
| UPPER GROUND FLOOR (STAIRCASE) MARBLE | 40.35 | 3186 | SQM | 128555.1
| UPPER GROUND FLOOR (SERVICES) v. tiles | 15 | 1156.4 | SQM | 17346
| FIRST FLOOR (TOILET) c. tiles | 56.7 | 952.26 | SQM | 53993.142
| FIRST FLOOR (SHOP) vdf | 366.85 | 767 | SQM | 281373.95
| FIRST FLOOR ( LOBBY & CIRCULATION ) CARPET & VDF | 316 | 3498 | SQM | 1105368
| FIRST FLOOR (STAIRCASE) MARBLE | 40.35 | 3186 | SQM | 128555.1
| FIRST FLOOR (SERVICES) v. tiles | 15 | 1156.4 | SQM | 17346
| SECOND FLOOR (SHOP) vdf | 729.02 | 767 | SQM | 559158.34
| SECOND FLOOR ( LOBBY & CIRCULATION )CARPET & VDF | 430 | 3498 | SQM | 1504140
| SECOND FLOOR (STAIRCASE) MARBLE | 40.35 | 3186 | SQM | 128555.1
| SECOND FLOOR (SERVICES) v. tiles | 15 | 1156.4 | SQM | 17346
| THIRD FLOOR (SHOP) vdf | 729.02 | 767 | SQM | 559158.34
| THIRD FLOOR ( LOBBY & CIRCULATION ) CARPET & VDF | 430 | 3498 | SQM | 1504140
| THIRD FLOOR (STAIRCASE) MARBLE | 40.35 | 3186 | SQM | 128555.1
| THIRD FLOOR (SERVICES) vdf | 15 | 767 | SQM | 11505
| FOURTH FLOOR (TOILET) c. tiles | 56.7 | 952.26 | SQM | 53993.142
| FOURTH FLOOR (SHOP) vdf | 367 | 767 | SQM | 281489
| FOURTH FLOOR ( LOBBY & CIRCULATION ) CARPET & VDF | 365 | 3498 | SQM | 1276770
| FOURTH FLOOR (STAIRCASE) MARBLE | 40.35 | 3186 | SQM | 128555.1
| FOURTH FLOOR (SERVICES) vdf | 15 | 767 | SQM | 11505
| FOURTH FLOOR (FOOD COURT) wooden tiles | 264.54 | 3498 | SQM | 925360.92
| FOURTH FLOOR (STALLS) MARBLE | 112 | 3186 | SQM | 356832
5TH FLOOR
| MEP SERVICES VDF | 17.8 | 767 | SQM | 13652.6
| STAIRCASE / LOBBY MARBLE | 41.67 | 3186 | SQM | 132760.62
| CIRCULATION CARPET & VDF | 259.66 | 1156.4 | SQM | 300270.824
| STORAGE V. TILES | 32.03 | 767 | SQM | 24567.01
| COMMON TOILET C. TILES | 46.1 | 952.26 | SQM | 43899.186
| KITCHEN V. TILES | 169.79 | 1156.4 | SQM | 196345.156
| RESTAURANT ITALIAN MARBLE | 327.79 | 6372 | SQM | 2088677.88
| PUB / LOUNGE GRANITE | 321.8 | 5500 | SQM | 1769900
0
| 6TH FLOOR |  |  |  | 0
| MEP SERVICES VDF | 18.9 | 767 | SQM | 14496.3
| STAIRCASE / LOBBY MARBLE | 41.67 | 3186 | SQM | 132760.62
| CIRCULATION CARPET & VDF | 239.72 | 3498 | SQM | 838540.56
| STORAGE V. TILES | 62.55 | 1156.4 | SQM | 72332.82
| COMMON TOILET C. TILES | 47.32 | 952.26 | SQM | 45060.9432
| ADMIN CARPET & VDF | 324.77 | 3498 | SQM | 1136045.46
| GYM / SPA CARPET & VDF | 168 | 3498 | SQM | 587664
| HOTEL ROOMS WOODEN PLANKS & CARPET | 252.43 | 4574 | SQM | 1154614.82
| HOTEL TOILETS C. TILES | 58.8 | 952.26 | SQM | 55992.888
| REFUGE AREA ITALIAN MARBLE | 31.66 | 6372 | SQM | 201737.52
0
| 7TH FLOOR |  |  |  | 0
| MEP SERVICES VDF | 22.6 | 767 | SQM | 17334.2
| STAIRCASE / LOBBY MARBLE | 41.67 | 3186 | SQM | 132760.62
| CIRCULATION CARPET & VDF | 270.64 | 3498 | SQM | 946698.72
| HOTEL ROOMS WOODEN PLANKS & CARPET | 713.64 | 4574 | SQM | 3264189.36
| HOTELTOILETS C. TILES | 160.42 | 952.26 | SQM | 152761.5492
0
| 8TH FLOOR |  |  |  | 0
| SERVICES VDF | 22.6 | 767 |  | 17334.2
| STAIRCASE / LOBBY MARBLE | 41.67 | 3186 |  | 132760.62
| CIRCULATION CARPET & VDF | 270.64 | 3498 |  | 946698.72
| HOTEL ROOMS WOODEN PLANKS & CARPET | 713.64 | 4574 |  | 3264189.36
| HOTEL TOILETS C.TILES | 160.42 | 952.26 |  | 152761.5492
0
| 9TH FLOOR |  |  |  | 0
| MEP SERVICES VDF | 29.2 | 767 | SQM | 22396.4
| STAIRCASE / LOBBY MARBLE | 41.67 | 3186 | SQM | 132760.62
| CIRCULATION VDF & CARPET | 267.59 | 3498 | SQM | 936029.82
| STORAGE V. TILES | 41.35 | 1156.4 | SQM | 47817.14
| COMMON TOILET C. TILES | 57.04 | 952.26 | SQM | 54316.9104
| KITCHEN MARBLE | 112.6 | 3186 | SQM | 358743.6
| BANQUET HALL GRANITE | 767.54 | 5500 | SQM | 4221470
0
| 10TH FLOOR |  |  |  | 0
| MEP SERVICES VDF | 9 | 767 | SQM | 6903
| STAIRCASE / LOBBY MARBLE | 41.67 | 3186 | SQM | 132760.62
| CIRCULATION VDF & CARPET | 126.47 | 3498 | SQM | 442392.06
| COMMON TOILET C. TILES | 44.08 | 952.26 | SQM | 41975.6208
| BANQUET HALL GRANITE | 548.26 | 5500 | SQM | 3015430
| OUTDOOR DINING WOODEN TILES | 196.57 | 1156.4 | SQM | 227313.548
| SWIMMING / INFINITY POOL C. TILES |  |  | SQM | 0
| WALLS | 62.22 | 1062 | SQM | 66077.64
| FLOOR | 98.27 | 952.26 | SQM | 93578.5902
| TERRACE |  |  | SQM | 0
| BRICK BAT COBA | 1191.28 | 1012 | SQM | 1205575.36
|  |  |  | SQM | 0
| WATERPROOFING | 1191.28 | 445 | SQM | 530119.6
| TOTAL |  |  |  | 45131997.904
STAIRCASE RAILING 304 GRADE
6 | Providing and fixing STAINLESS STEEL GLASS RAILING FOR STAIR WITH 304 S. STEEL AND 8MM THK TOUGHEN COLOURED GLASS
| ALL FLOOR (STAIRCASE -1) UPTO 4TH FLOOR | 40.3 | 2832 | PER M | 114129.6
| ALL FLOOR (STAIRCASE -2) UPTO 4TH FLOOR | 40.3 | 2832 | PER M | 114129.6
| 5TH TO 10TH FLOOR (STAIRCASE -1) | 115.26 | 2832 | PER M | 326416.32
| 5TH TO 10TH FLOOR (STAIRCASE -2) | 134.76 | 2832 | PER M | 381640.32
| TOTAL |  |  |  | 936315.84
DOORS
7 | Providing and fixing solid core flush door in single leaf 35mm thk decorative types, or exterior grade comfirming to IS 2202-1966 (revised) as per detailed drawing including Burmah/Superior Indian teak wood door frame, aproved face veneers on both faces with/without glazing and venetians in the positions shown on the drawing or as directed all necessary beads, mouldings and lipping, wrought iron hold fasts chromium plated fixtures and fastenings without/with brass mortise lock chrimium plated handles on both sides and finishing with french polish.
BASEMENT 1 AND 2
| D1 = 750 X 2100 1no | 1.57 | 6475.368 | SQM | 10166.33
| D2 = 900 X 2100 3no | 5.67 | 6475.368 | SQM | 36715.34
| D3 = 1000 X 2100 4no | 8.4 | 6475.368 | SQM | 54393.09
| D4 = 1200 X 2100 5no | 12.6 | 6475.368 | SQM | 81589.64
| D5 = 1500 X 2100 4no | 12.6 | 6475.368 | SQM | 81589.64
| FRD = 1500 X 2100 4no | 12.6 | 1700 | SQM | 21420
| total |  |  |  | 285874.04
| LOWER GROUND |  |  |  | 0
| D2= 900 X 2100 1no | 1.89 | 6475.368 | SQM | 12238.45
| D3= 1000X2100 1no | 2.1 | 6475.368 | SQM | 13598.27
| FRD = 1500 X 2100 4no | 12.6 | 1700 | SQM | 21420
| total |  |  |  | 47256.72
| UPPER GROUND |  |  |  | 0
| D2 = 900 X 2100 1no | 1.89 | 6475.368 | SQM | 12238.45
| D3 = 1000 X 2100 1no | 2.1 | 6475.368 | SQM | 13598.27
| GD1 = 2000 X 2100 3no | 12.6 | 10157.44 | SQM | 127983.74
| GD2 = 1000 X 2100 1no | 2.1 | 10157.44 | SQM | 21330.62
| FRD = 1500 X 2100 2no | 6.3 | 1700 | SQM | 10710
| total |  |  |  | 185861.08
| FIRST FLOOR |  |  |  | 0
| D1=750 x 2100 7no | 110.25 | 6475.368 | SQM | 713909.32
| D2= 900 x 2100 1no | 1.89 | 6475.368 | SQM | 12238.45
| D3= 1000 x 2100 4no | 8.4 | 6475.368 | SQM | 54393.09
| FRD= 1500 x 2100 2no | 6.3 | 1700 | SQM | 10710
| total |  |  |  | 791250.86
| SECOND AND THIRD FLOOR |  |  |  | 0
| D2= 750x 2100 1no | 1.89 | 6475.368 | SQM | 12238.45
| D3=1000x2100 1no | 2.1 | 6475.368 | SQM | 13598.27
| FRD=1500 x 2100 2no | 6.3 | 1700 | SQM | 10710
| total |  |  |  | 36546.72
| FOURTH FLOOR |  |  |  | 0
| D1= 750 x 2100 7no | 110.25 | 6475.368 | SQM | 713909.32
| D2= 900 x 2100 1no | 1.89 | 6475.368 | SQM | 12238.45
| D3= 1000x2100 4no | 8.4 | 6475.368 | SQM | 54393.09
| FRD=1500 x 2100 2no | 6.3 | 1700 |  | 10710
| total |  |  |  | 791250.86
0
| 5TH FLOOR |  |  |  | 0
| D2 = 900 X 2100 2no | 3.78 | 6475.368 | SQM | 24476.89
| D3 = 1000 X 2100 8no | 16.8 | 6475.368 | SQM | 108786.18
| D5 = 1500 X 2100 7no | 22.05 | 6475.368 | SQM | 142781.86
| FRD = 1500 X 2100 2no | 6.3 | 1700 | SQM | 10710
286754.93
6TH FLOOR
| D1= 750 X 2100 11no | 17.32 | 6475.368 | SQM | 112153.37
| D2= 900 X 2100 6no | 11.34 | 6475.368 | SQM | 73430.67
| D3= 1000X2100 36no | 75.6 | 6475.368 | SQM | 489537.82
| D5= 1500X2100 1no | 3.15 | 6475.368 | SQM | 20397.41
| D6= 2000X2100 1no | 4.2 | 6475.368 | SQM | 27196.55
| D7= 850X2100 2no | 3.57 | 6475.368 | SQM | 23117.06
| D13= 600X2100 18no | 22.68 | 6475.368 | SQM | 146861.35
| FRD =1500 X 2100 4no | 12.6 | 1700 | SQM | 21420
914114.23
| 7TH FLOOR |  |  |  | 0
| D2 = 900 X 2100 5no | 9.45 | 6475.368 | SQM | 61192.23
| D3 = 1000 X 2100 30no | 63 | 6475.368 | SQM | 407948.18
| D7 = 850 X 2100 2no | 3.57 | 6475.368 | SQM | 23117.06
| D13 = 600 X 2100 58no | 73.08 | 6475.368 | SQM | 473219.89
| FRD = 1500 X 2100 2no | 6.3 | 1700 | SQM | 10710
976187.36
| 8TH FLOOR |  |  |  | 0
| D2 = 900 X 2100 5no | 9.45 | 6475.368 | SQM | 61192.23
| D3 = 1000 X 2100 30no | 63 | 6475.368 | SQM | 407948.18
| D7 = 850 X 2100 2no | 3.57 | 6475.368 | SQM | 23117.06
| D13 = 600 X 2100 58no | 73.08 | 6475.368 | SQM | 473219.89
| FRD = 1500 X 2100 2no | 6.3 | 1700 | SQM | 10710
976187.36
| 9TH FLOOR |  |  |  | 0
| D2= 750x 2100 1no | 1.57 | 6475.368 | SQM | 10166.33
| D3=1000x2100 6no | 12.6 | 6475.368 | SQM | 81589.64
| D5=1500x2100 1no | 3.15 | 6475.368 | SQM | 20397.41
| GD1=2000x2100 7no | 29.4 | 10157.44 | SQM | 298628.74
| FRD=1500 x 2100 2no | 6.3 | 1700 | SQM | 10710
421492.12
| 10TH FLOOR |  |  |  | 0
| D2= 900 x 2100 1no | 1.89 | 6475.368 | SQM | 12238.45
| D3= 1000x2100 6no | 12.6 | 6475.368 | SQM | 81589.64
| D4= 1200x2100 1no | 2.52 | 6475.368 | SQM | 16317.93
| D5= 1500x2100 4no | 12.6 | 6475.368 | SQM | 81589.64
| FRD=1500 x 2100 2no | 6.3 | 1700 | SQM | 10710
202445.66
| TOTAL |  |  |  | 5915221.94
8 | WINDOWS
BASEMENT 1 AND 2
| W1= 2650 X 1200 2no. | 6.36 | 1230 | SQM | 7822.8
| W2 = 1500 X 1200 2no. | 3.6 | 1230 | SQM | 4428
| W3= 1000 X 1200 2no. | 2.4 | 1230 | SQM | 2952
|  |  | 1230 | SQM | 0
| LOWER GROUND |  | 1230 | SQM | 0
| W2= 1500 X 1200 1no. | 1.8 | 1230 | SQM | 2214
|  |  | 1230 | SQM | 0
| UPPER GROUND |  | 1230 | SQM | 0
| W1= 2650 X 1200 1no. | 3.18 | 1230 | SQM | 3911.4
| W2 = 1500 X 1200 2no. | 1.8 | 1230 | SQM | 2214
|  |  | 1230 | SQM | 0
| FIRST FLOOR |  | 1230 | SQM | 0
| W1 = 2650 X 1200 1no. | 3.18 | 1230 | SQM | 3911.4
| W2 = 1500 X 1200 2no. | 1.8 | 1230 | SQM | 2214
|  |  | 1230 | SQM | 0
| SECOND FLOOR |  | 1230 | SQM | 0
| W1= 2650 X 1200 1no. | 3.18 | 1230 | SQM | 3911.4
| W2= 1500 X 1200 2no. | 1.8 | 1230 | SQM | 2214
|  |  | 1230 | SQM | 0
| THIRD FLOOR |  | 1230 | SQM | 0
| W1= 2650 X 1200 1no. | 3.18 | 1230 | SQM | 3911.4
| W2= 1500 X 1200 2no. | 1.8 | 1230 | SQM | 2214
|  |  | 1230 | SQM | 0
| FOURTH FLOOR |  | 1230 | SQM | 0
| W1 = 2650 X 1200 1no. | 3.18 | 1230 | SQM | 3911.4
| W2 = 1500 X 1200 2no. | 1.8 | 1230 | SQM | 2214
|  | 39.06 | 1230 | SQM | 48043.8
9 | Providing and fixing steel louvered windws / ventilators of various sizes s periled drawin itout hotdipzc coatingincluding fabrication with approved type and quality all fixtures and fastening without teak wood boxing and architraves including finishing with one coat of primer and two coats of oil painting complete. |  | 1230 |  | 0
| FIRST FLOOR V1 = 600 X 900 7no. | 3.78 | 1230 | SQM | 4649.4
| V2 =900 X 900 1no. | 0.81 | 1230 |  | 996.3
| FOURTH FLOOR V1 = 600 X 900 7 no. | 3.78 | 1230 | SQM | 4649.4
| V2 = 900 X 900 1no. | 0.81 | 1230 |  | 996.3
| TOTAL | 9.18 | 1230 |  | 11291.4
WINDOWS
5TH FLOOR
| W1= 2650 X 1200 2no. | 6.36 | 1230 | SQM | 7822.8
| W2 = 1500 X 1200 2no. | 3.6 | 1230 | SQM | 4428
| W3= 1000 X 1200 2no. | 2.4 | 1230 | SQM | 2952
| W = 1600 X 2000 21no | 67.2 | 1230 | SQM | 82656
|  |  | 1230 |  | 0
| 6TH FLOOR |  | 1230 |  | 0
| W2= 1500 X 1200 1no. | 1.8 | 1230 | SQM | 2214
| W = 1600 X 2000 18no | 57.6 | 1230 | SQM | 70848
|  |  | 1230 |  | 0
| 7TH FLOOR |  | 1230 |  | 0
| W1= 2650 X 1200 1no. | 3.18 | 1230 | SQM | 3911.4
| W2 = 1500 X 1200 2no. | 1.8 | 1230 | SQM | 2214
| W = 1600 X 2000 18no | 57.6 | 1230 |  | 70848
|  |  | 1230 |  | 0
| 8TH FLOOR |  | 1230 |  | 0
| W1 = 2650 X 1200 1no. | 3.18 | 1230 | SQM | 3911.4
| W2 = 1500 X 1200 2no. | 1.8 | 1230 | SQM | 2214
| W = 1600 X 2000 18no | 57.6 | 1230 | SQM | 70848
|  |  | 1230 |  | 0
| 9TH FLOOR |  | 1230 |  | 0
| W1= 2650 X 1200 1no. | 3.18 | 1230 | SQM | 3911.4
| W2= 1500 X 1200 2no. | 1.8 | 1230 | SQM | 2214
| W = 1600 X 2000 22no | 70.4 | 1230 | SQM | 86592
|  |  | 1230 |  | 0
| 10TH FLOOR |  | 1230 |  | 0
| W1= 2650 X 1200 1no. | 3.18 | 1230 | SQM | 3911.4
| W2= 1500 X 1200 2no. | 1.8 | 1230 | SQM | 2214
423710.4
| TOTAL | 48.24 |  |  | 483045.6
10 | Providing and fixing collapsible steel gates in two leaves, with channel pickets, pivoted flats bars including top and bottom guides, rollers, stoppers, handles all fitting accessories locking arrangement and one coat of primer and two coats of oil painti
[Spec.No. : Bd.T. 57 Page No. 511]
C.S.R. I.No. 7 Page No. 78
| EXTERNAL STEEL GATES 2 no. | 20 | 3600 | SQM | 72000
| EXTERNAL STEEL GATES 2 no. | 20 | 3600 | SQM | 72000
| TOTAL |  |  |  | 144000
PAINTING
11 | Providing and applying plastic emulsion paint of approved quality, colour and shade to old and new surfaces in two coats including scaffolding and preparing the surfaces (including the primer coat) complete.
| INTERNAL PAINTING | 8523.73 | 733.96 | SQM | 6256076.8708
| INTERNAL PAINTING | 17695.06 | 733.96 | SQM | 12987466.2376
| TOTAL |  |  |  | 19243543.1084
PAINT
12 | Providing and applying two coats of water proof cement paint of approved manufacture and of approved colour to old plastered surfaces including scaffolding if necessary, cleaning and preparing the surface, watering for two days complete.(Sample and brand is to be got approved from Ex. Engineer before use)
| EXTERNAL PAINTING | 5190.23 | 910.96 | SQM | 4728091.9208
| COMPOUND WALL | 707.07 | 910.96 | SQM | 644112.4872
| EXTERNAL PAINTING | 5662.25 | 910.96 | SQM | 5158083.26
| COMPOUND WALL | 1414.14 | 910.96 | SQM | 1288224.9744
| TOTAL | 5897.3 |  |  | 11818512.6424
13 | providing and fixing internal and external glazing of approved quality with proper fixing with 8MM thick clear toughened glass with patch fittings
GLAZING
| OPENABLE GLAZING | 1877.92 | 550 |  | 1032856
| FIXED GLAZING | 446.13 | 550 | SQM | 245371.5
| GLAZING |  |  |  | 0
| FIXED GLASS | 1729.17 | 550 |  | 951043.5
| SPIDER GLAZING | 1195.39 | 550 | SQM | 657464.5
| TOTAL | 2324.05 |  |  | 2886735.5
14 | LIFTS | QUANTITY
| PASSENGER LIFTS | 4 | 800000 |  | 3200000
| SERVICE LIFTS | 2 | 1100000 |  | 2200000
| ESCALATORS (FROM GROUND TO FOURTH) 4 PAIRS | 8 | 1600000 |  | 12800000
5TH TO 10TH
| PASSENGER LIFTS | 4 | 800000 |  | 3200000
| SERVICE LIFTS | 2 | 1100000 |  | 2200000
23600000
15 | LOUVERS QUANTITY ABOVE THE FAÇADE GLASS
| FOURTH FLOOR | LENGTH (RM) | NO. | TOTAL LENGTH
| 38.04 X 4 | 38.04 | 4 | 152.16 | 24345.6
| 28.13 X 4 | 28.13 | 4 | 112.52 | 18003.2
| 17.94 X 4 | 17.94 | 4 | 71.76 | 11481.6
| 32.73 X 4 | 32.73 | 4 | 130.92 | 20947.2
|  |  |  | 0 | 0
| THIRD FLOOR |  |  | 0 | 0
| 6.00 X 4 | 6 | 4 | 24 | 3840
| 2.74 X 4 | 2.74 | 4 | 10.96 | 1753.6
| 3.48 X 8 | 3.48 | 8 | 27.84 | 4454.4
| 4.15 X 8 | 4.15 | 8 | 33.2 | 5312
| 3.55 X 8 | 3.55 | 8 | 28.4 | 4544
| 2.20 X 4 | 2.2 | 4 | 8.8 | 1408
| 4.05 X 4 | 4.05 | 4 | 16.2 | 2592
| 3.41 X 4 | 3.41 | 4 | 13.64 | 2182.4
| 4.43 X 4 | 4.43 | 4 | 17.72 | 2835.2
| 2.745 X 4 | 2.75 | 4 | 11 | 1760
| TOTAL |  |  | 659.12 | 105459.2
16 | COUMPOUND WALL | 726.01
| TOTAL |  |  |  | 0
17 | CANOPY
| TOTAL | 53.83 | 70000 |  | 3768100
18 | SHOP GLASS
| UPPER GROUND | 180.67 | 340 |  | 61427.8
| FIRST FLOOR | 170.8 | 340 |  | 58072
| SECOND FLOOR | 171.32 | 340 |  | 58248.8
| THIRD FLOOR | 171.32 | 340 |  | 58248.8
| FOURTH FLOOR | 154 | 340 |  | 52360
| TOTAL | 848.11 | 340 |  | 288357.4
| W.C. | NO OF UNITS
0
| 5TH FLOOR | 6 | 3500 | NOS | 21000
| 6TH FLOOR | 16 | 3500 | NOS | 56000
| 7TH FLOOR | 32 | 3500 | NOS | 112000
| 8TH FLOOR | 32 | 3500 | NOS | 112000
| 9TH FLOOR | 8 | 3500 | NOS | 28000
| 10TH FLOOR | 6 | 3500 | NOS | 21000
| TOTAL | 100 | 3500 | NOS | 350000
URINALS
| 5TH FLOOR | 4 | 960 | NOS | 3840
| 6TH FLOOR | 3 | 960 | NOS | 2880
| 9TH FLOOR | 5 | 960 | NOS | 4800
| 10TH FLOOR | 4 | 960 | NOS | 3840
| TOTAL | 16 | 960 | NOS | 15360
SHOWER
| 6TH FLOOR | 12 | 320 | NOS | 3840
| 7TH FLOOR | 30 | 320
| 8TH FLOOR | 30 | 320
| TOTAL | 72 | 320 | NOS | 23040
WASH BASINS
|  |  | 2400 | NOS | 0
| 5TH FLOOR | 5 | 2400 | NOS | 12000
| 6TH FLOOR | 17 | 2400 | NOS | 40800
| 7TH FLOOR | 32 | 2400 | NOS | 76800
| 8TH FLOOR | 32 | 2400 | NOS | 76800
| 9TH FLOOR | 7 | 2400 | NOS | 16800
| 10TH FLOOR | 5 | 2400 | NOS | 12000
| TOTAL | 98 | 890 | NOS | 87220
475620
DADO TILES
| 5TH FLOOR | AREA (SQM)
| COMMON TOILETS | 170.52 | 1060 | SQM | 180751.2
0
| 6TH FLOOR |  |  |  | 0
| COMMMON TOILET | 114.08 | 1060 |  | 120924.8
| HOTEL TOILET | 308.6 | 1060 |  | 327116
0
| 7TH FLOOR |  |  |  | 0
| HOTEL TOILETS | 852.91 | 1060 |  | 904084.6
0
| 8TH FLOOR |  |  |  | 0
| HOTEL TOILETS | 852.91 | 1060 |  | 904084.6
0
| 9TH FLOOR |  |  |  | 0
| COMMON TOILETS | 236.04 | 1060 |  | 250202.4
0
| 10TH FLOOR |  |  |  | 0
| COMMON TOILETS | 129.57 | 1060 |  | 137344.2
| TOTAL | 2664.63 | 1060 |  | 2824507.8
FALSE CEILLING
| LOWER GROUND FLOOR ( LOBBY & CIRCULATION ) CARPET & VDF | 20.21 | 1416 | SQM | 28617.36
| UPPER GROUND FLOOR ( LOBBY & CIRCULATION ) CARPET & VDF | 350 | 2596 | SQM | 908600
| FIRST FLOOR ( LOBBY & CIRCULATION ) CARPET & VDF | 316 | 2596 | SQM | 820336
| FIRST FLOOR (SERVICES) v. tiles | 15 | 2596 | SQM | 38940
| SECOND FLOOR ( LOBBY & CIRCULATION )CARPET & VDF | 430 | 2596 | SQM | 1116280
| SECOND FLOOR (SERVICES) v. tiles | 15 | 2596 | SQM | 38940
| THIRD FLOOR ( LOBBY & CIRCULATION ) CARPET & VDF | 430 | 2596 | SQM | 1116280
| FOURTH FLOOR ( LOBBY & CIRCULATION ) CARPET & VDF | 365 | 2596 | SQM | 947540
| FOURTH FLOOR (FOOD COURT) wooden tiles | 264.54 | 2596 | SQM | 686745.84
| 5TH FLOOR |  | 2596 | SQM | 0
| CIRCULATION CARPET & VDF | 259.66 | 2596 | SQM | 674077.36
| STORAGE V. TILES | 32.03 | 2596 | SQM | 83149.88
| KITCHEN V. TILES | 169.79 | 2596 | SQM | 440774.84
| RESTAURANT ITALIAN MARBLE | 327.79 | 2596 | SQM | 850942.84
| PUB / LOUNGE GRANITE | 321.8 | 2596 | SQM | 835392.8
|  |  | 2596 | SQM | 0
| 6TH FLOOR |  | 2596 | SQM | 0
| CIRCULATION CARPET & VDF | 239.72 | 2596 | SQM | 622313.12
| STORAGE V. TILES | 62.55 | 2596 | SQM | 162379.8
| ADMIN CARPET & VDF | 324.77 | 2596 | SQM | 843102.92
| GYM / SPA CARPET & VDF | 168 | 2596 | SQM | 436128
| HOTEL ROOMS WOODEN PLANKS & CARPET | 252.43 | 2596 | SQM | 655308.28
| REFUGE AREA ITALIAN MARBLE | 31.66 | 2596 | SQM | 82189.36
|  |  | 2596 | SQM | 0
| 7TH FLOOR |  | 2596 | SQM | 0
| CIRCULATION CARPET & VDF | 270.64 | 2596 | SQM | 702581.44
| HOTEL ROOMS WOODEN PLANKS & CARPET | 713.64 | 2596 | SQM | 1852609.44
|  |  | 2596 | SQM | 0
| 8TH FLOOR |  | 2596 | SQM | 0
| CIRCULATION CARPET & VDF | 270.64 | 2596 | SQM | 702581.44
| HOTEL ROOMS WOODEN PLANKS & CARPET | 713.64 | 2596 | SQM | 1852609.44
|  |  | 2596 | SQM | 0
| 9TH FLOOR |  | 2596 | SQM | 0
| CIRCULATION VDF & CARPET | 267.59 | 2596 | SQM | 694663.64
| STORAGE V. TILES | 41.35 | 2596 | SQM | 107344.6
| KITCHEN MARBLE | 112.6 | 2596 | SQM | 292309.6
| BANQUET HALL GRANITE | 767.54 | 2596 | SQM | 1992533.84
|  |  | 2596 | SQM | 0
| 10TH FLOOR |  | 2596 | SQM | 0
| CIRCULATION VDF & CARPET | 126.47 | 2596 | SQM | 328316.12
| BANQUET HALL GRANITE | 548.26 | 2596 | SQM | 1423282.96
21336870.92
| FIRE FIGHTING | 20500 | SQM | 350 | 7175000
| PLUMBING PIPE LINE & FITTINGS |  | LS |  | 1000000
ELECTRICAL
SWIMMING POOL
| PATH WAY PCC & PAVER BLOCK | 1025 | SQM | 3200 | 3280000
| FURNITURE @ RS. 700000.00/- |  | LS |  | 700000
| GRAND TOTAL |  |  |  | 268055067.9348

## TOTAL COST
ORIGINAL WORK ESTIMATE ONYX MALL | [6 empty] | FOR BANK ESTIMATE ONYX MALL
SL. NO. | ITEM | QTY | UNIT | RATE | COST | REMARKS | SL. NO. | ITEM | QTY | UNIT | RATE | COST | REMARKS
A | PILE WORK | [5 empty] | A | PILE WORK
1 | EARTH DRILLING | 3942.5 | RMT | 1888 | 7443440 |  | 1 | EARTH DRILLING | 3942.5 | RMT | 1888 | 7443440
| REINFORCEMENT | 130 | MT | 65130 | 8466900 |  |  | REINFORCEMENT | 130 | MT | 65130 | 8466900
| RMC | 1114.8601 | CUM | 6136 | 6840781.8804 |  |  | RMC | 1114.8601 | CUM | 6136 | 6840781.8804
| CASTING | 3942.5 | RMT | 295 | 1163037.5 |  |  | CASTING | 3942.5 | RMT | 295 | 1163037.5
| COVER BLOCK | 41 | BAGS | 194.7 | 7982.7 |  |  | COVER BLOCK | 41 | BAGS | 194.7 | 7982.7
| 136 NOS ANCHORING WORK |  |  |  | 7548637 |  |  | 136 NOS ANCHORING WORK |  |  |  | 7548637
| SUB TOTAL |  |  |  | 31470779.0804 |  |  | SUB TOTAL |  |  |  | 31470779.0804
| ADD 10% WASTAGE |  |  |  | 3147077.908
| ADD 5% FOR WATER AND ELECTRICITY |  |  |  | 1573538.954
| ADD 2% FOR contigency |  |  |  | 629415.5816
| ALL TOTAL FOR STRUCTURAL WORK A |  |  |  | 36820811.5241 |  |  | ALL TOTAL FOR STRUCTURAL WORK A |  |  |  | 31470779.0804
B | STRUCTURAL DETAILS | [5 empty] | B | STRUCTURAL DETAILS
1 | EXCAVATION 0.00 - 3.00 MTR | 7285 | CUM | 53.1 | 386833.5 |  | 1 | EXCAVATION 0.00 - 3.00 MTR | 7285 | CUM | 53.1 | 386833.5
2 | EXCAVATION 3.00 - 6.00 MTR | 7285 | CUM | 82.6 | 601741 |  | 2 | EXCAVATION 3.00 - 6.00 MTR | 7285 | CUM | 82.6 | 601741
3 | EXCAVATION 6.00 - 9.00 MTR | 7285 | CUM | 129.8 | 945593 |  | 3 | EXCAVATION 6.00 - 9.00 MTR | 7285 | CUM | 129.8 | 945593
4 | EXCAVATION 9.00 - 12.00 MTR | 3504 | CUM | 153.4 | 537513.6 |  | 4 | EXCAVATION 9.00 - 12.00 MTR | 3504 | CUM | 153.4 | 537513.6
5 | DISPOSAL UPTO 5 KM | 25359 | CUM | 64.9 | 1645799.1 |  | 5 | DISPOSAL UPTO 5 KM | 25359 | CUM | 64.9 | 1645799.1
6 | FILLING AND REDISPOSAL | 1391 | CUM | 135.7 | 188758.7 |  | 6 | FILLING AND REDISPOSAL | 1391 | CUM | 135.7 | 188758.7
7 | ANTI TERMITE | 861 | SQM | 106.2 | 91438.2 |  | 7 | ANTI TERMITE | 861 | SQM | 106.2 | 91438.2
8 | PCC | 490 | CUM | 7729 | 3787210 |  | 8 | PCC | 490 | CUM | 7729 | 3787210
9 | RCC M-30 BELOW PL | 4650 | CUM | 9152 | 42556800 |  | 9 | RCC M-30 BELOW PL | 4650 | CUM | 9152 | 42556800
10 | RCC M-30 ABOVE PL | 4810 | CUM | 9860 | 47426600 |  | 10 | RCC M-30 ABOVE PL | 4810 | CUM | 9860 | 47426600
11 | RCC M-40 BELOW PL | 754 | CUM | 9440 | 7117760 |  | 11 | RCC M-40 BELOW PL | 754 | CUM | 9440 | 7117760
12 | RCC M-40 ABOVE PL | 769 | CUM | 10148 | 7803812 |  | 12 | RCC M-40 ABOVE PL | 769 | CUM | 10148 | 7803812
13 | SHUTTERING UPTO PL | 18463 | SQM | 650 | 12000950 |  | 13 | SHUTTERING UPTO PL | 18463 | SQM | 650 | 12000950
14 | SHUTTERING ABOVE PL | 35556 | SQM | 800 | 28444800 |  | 14 | SHUTTERING ABOVE PL | 35556 | SQM | 800 | 28444800
15 | REINFORCEMENT | 1645 | MT | 70440 | 115873800 |  | 15 | REINFORCEMENT | 1645 | MT | 70440 | 115873800
| SUB TOTAL |  |  |  | 269409409.1 |  |  | SUB TOTAL |  |  |  | 269409409.1
| ADD 10% WASTAGE |  |  |  | 26940940.91
| ADD 5% FOR WATER AND ELECTRICITY |  |  |  | 13470470.455
| ADD 2% FOR contigency |  |  |  | 5388188.182
| ALL TOTAL FOR STRUCTURAL WORK B |  |  |  | 315209008.647 |  |  | ALL TOTAL FOR STRUCTURAL WORK B |  |  |  | 269409409.1
SL. NO. | ITEM | QTY | UNIT | RATE | COST | REMARKS | SL. NO. | ITEM | QTY | UNIT | RATE | COST | REMARKS
C | ARCHITECTURAL DETAILS |  |  |  | 268055067.9348 |  | C | ARCHITECTURAL DETAILS |  |  |  | 206878401.7
1 | SUB TOTAL |  |  |  | 268055067.9348 |  | 1
| ADD 10% WASTAGE |  |  |  | 26805506.7935
| ADD 5% FOR WATER AND ELECTRICITY |  |  |  | 13402753.3967
| ADD 2% FOR contigency |  |  |  | 5361101.3587
| ALL TOTAL FOR ARCHITECTURAL WORK C |  |  |  | 313624429.4838 |  |  | ALL TOTAL FOR ARCHITECTURAL WORK C |  |  |  | 206878401.7
| GRAND TOTAL COST (A+B+C) |  |  | Rs. | 665654249.6548 |  |  | GRAND TOTAL COST (A+B+C) |  |  | Rs. | 507758589.8804

## 2
SL. NO. | ITEM | NOS | LENGTH | BREADTH | HEIGHT | QTY | UNIT | REMARKS
AAC BLOCK WORK 150MM THK
1 | BASEMENT WALL AT SERVICE LIFT LOBBY | 1 | 6.263 | 0.15 | 3 | 2.8183 | CUM
2 | DO | 1 | 1.622 | 0.15 | 3 | 0.7299 | CUM
3 | LESS GATE | -1 | 1.5 | 0.15 | 2.4 | -0.54 | CUM
4 | BASEMENT WALL AT MALL ENTRANCE | 1 | 4.508 | 0.15 | 3 | 2.0286 | CUM
5 | BASEMENT WALL AT MALL ENTRANCE | 1 | 4.953 | 0.15 | 3 | 2.2288 | CUM
| LESS D4 | -1 |  | 0.15 |  | 0 | CUM
| NORTH SIDE STAIR WALL | 2 | 5.75 | 0.23 | 3 | 7.935 | CUM
| LESS FRD | -1 |  | 0.23 |  | 0 | CUM
| NORTH SIDE STAIR WALL | 2 | 3.83 | 0.23 | 3 | 5.2854 | CUM
| SECURITY OFFICE | 2 | 1.713 | 0.15 | 3 | 1.5417 | CUM
| SECURITY OFFICE | 2 | 2.629 | 0.15 | 3 | 2.3661 | CUM
| LESS D3 | -1 |  | 0.15 |  | 0 | CUM
| LESS WINDOW | -2 | 1.01 | 0.15 | 2.4 | -0.7272 | CUM
| SOUTH SIDE STAIR WALL | 2 | 5.75 | 0.23 | 3 | 7.935 | CUM
| LESS FRD | -1 |  | 0.23 |  | 0 | CUM
| SOUTH SIDE STAIR WALL | 2 | 3.83 | 0.23 | 3 | 5.2854 | CUM
| DO | 1 | 1.5 | 0.23 | 3 | 1.035 | CUM
| GENERAL STORAGE | 1 | 4.05 | 0.15 | 3 | 1.8225 | CUM
| DO | 1 | 2.113 | 0.15 | 3 | 0.95085 | CUM
| DO | 1 | 2.88 | 0.15 | 3 | 1.296 | CUM
| LESS GATE | -1 | 1.5 | 0.15 | 2.1 | -0.4725 | CUM
| DECK | 1 | 2.634 | 0.23 | 3 | 1.8175 | CUM
| DO | 1 | 3.92 | 0.23 | 3 | 2.7048 | CUM
| RAMP | 4 | 30 | 0.23 | 3 | 82.8 | CUM
128.8412

## 3
1 | Providing Fly ash lime brick masonry (bricks conforming to I.S.12894 : 1990 of size 19 cm x 9 cm x 9 cm ) in cement mortar 1:6 in foundations and plinth of inner walls / in plinth of external walls including bailing out water, striking joints on unexposed faces, racking out joints on exposed faces and watering complete. (9" brick wall)
Providing Second class Burnt Brick masonry with conventional/I.S. type bricks in cement mortar 1:4 including scaffolding, racking joints and watering in pillars of curved shape as shown in the drawings.(4" brick wall)
Providing Second class Burnt Brick masonry with conventional/I.S. type bricks in cement mortar 1:4 including scaffolding, racking joints and watering in pillars of rectangular or square shapes as shown in the drawings.(6" brick wall)
| 5TH FLOOR : 23" BRICK WALL | 13.3 |  | SQM | 0
| 13" BRICK WALL | 28.34 |  |  | 0
| 9" BRICK WALL | 234.74
| 6" BRICK WALL | 32.28
| 4" BRICK WALL | 593.18
| 6TH FLOOR : 9" BRICK WALL | 256.98 |  | SQM | 0
| 6" BRICK WALL | 24.1 |  |  | 0
| 4" BRICK WALL | 1208.28
| 7TH FLOOR : 13" BRICK WALL | 18.56 |  | SQM | 0
| 9" BRICK WALL | 123.04 |  |  | 0
| 6" BRICK WALL | 23.78
| 4" BRICK WALL | 803.58
| 8TH FLOOR : 13" BRICK WALL | 18.56
| 9" BRICK WALL | 123.04
| 6" BRICK WALL | 23.78
| 4" BRICK WALL | 803.58
| 9TH FLOOR : 23" BRICK WALL | 16.8
| 9" BRICK WALL | 340.92 |  | SQM | 0
| 6" BRICK WALL | 497.61 |  |  | 0
| 4" BRICK WALL | 729.62
| 10TH FLOOR : 9" BRICK WALL | 506.93
| 6" BRICK WALL | 69.51
| 4" BRICK WALL | 281.13 |  | SQM | 0
| COMPOUND WALL: 9" BRICK WALL |  |  |  | 0
| TOTAL | 6771.64 |  |  | 0
PLASTER
2 | Providing internal cement plaster 12mm thick in a single coat in cement mortar 1:5 without neeru finish to concrete or brick surface in all positions including scaffolding and curing complete. Providing groove at B.B. masonary and concrete members complete.
IWP- (INTERNAL WALL PLASTER)
ICP- (INTERNAL CEILING PLASTER)
5TH FLOOR (IWP)
| STAIRCASE / LOBBY | 139.2 |  | SQM | 0
| CIRCULATION | 637.97 |  | SQM | 0
| STORAGE | 205.2 |  | SQM | 0
| KITCHEN | 224.12 |  | SQM | 0
| RESTAURANT | 395.24 |  | SQM
| PUB / LOUNGE | 301.55 |  | SQM
1903.28
5TH FLOOR (ICP)
| STAIRCASE / LOBBY | 41.67 |  | SQM | 0
| CIRCULATION | 259.66 |  | SQM | 0
| STORAGE | 32.03 |  | SQM | 0
| TOILETS | 46.1 |  | SQM | 0
| KITCHEN | 169.79 |  | SQM | 0
| RESTAURANT | 327.79 |  | SQM | 0
| PUB / LOUNGE | 321.8 |  | SQM | 0
1198.84
6TH FLOOR (IWP)
| STAIRCASE / LOBBY | 106.58 |  | SQM | 0
| CIRCULATION | 621.88 |  | SQM | 0
| STAORAGE | 200.86 |  | SQM | 0
| ADMIN | 889.34 |  | SQM | 0
| GYM / SPA | 79.98 |  | SQM | 0
| HOTEL ROOMS | 534.99 |  | SQM | 0
|  | 2433.63 |  |  | 0
| 6TH FLOOR (ICP) |  |  |  | 0
| STAIRCASE / LOBBY | 41.67 |  | SQM | 0
| CIRCULATION | 239.72 |  | SQM | 0
| STAORAGE | 62.55 |  | SQM | 0
| COMMON TOILET | 47.32 |  | SQM | 0
| ADMIN | 324.77 |  | SQM | 0
| GYM / SPA | 168 |  | SQM | 0
| HOTEL ROOMS | 252.43 |  | SQM | 0
| HOTEL TOILETS | 58.8 |  | SQM
1195.26
| 7TH FLOOR (IWP) |  |  |  | 0
| STAIRCASE / LOBBY | 107.9 |  | SQM | 0
| CIRCULATION | 650.64 |  | SQM | 0
| HOTEL ROOMS | 1439.47 |  | SQM | 0
2198.01
7TH FLOOR (ICP)
| STAIRCASE / LOBBY | 41.67 |  | SQM | 0
| CIRCULATION | 270.64 |  | SQM | 0
| HOTEL ROOMS | 713.64 |  | SQM | 0
| HOTEL TOILETS | 160.42 |  | SQM | 0
1186.37
8TH FLOOR (IWP)
| STAIRCASE / LOBBY | 107.9 |  | SQM | 0
| CIRCULATION | 650.64 |  | SQM | 0
| HOTEL ROOMS | 1439.47 |  | SQM | 0
|  | 2198.01 |  |  | 0
| 8TH FLOOR (ICP) |  |  |  | 0
| STAIRCASE / LOBBY | 41.67 |  | SQM | 0
| CIRCULATION | 270.64 |  | SQM | 0
| HOTEL ROOMS | 713.64 |  | SQM | 0
| HOTEL TOILETS | 160.42 |  | SQM | 0
1186.37
9TH FLOOR (IWP)
| STAIRCASE / LOBBY | 189.26 |  | SQM | 0
| CIRCULATION | 870.41 |  | SQM | 0
| STORAGE | 136.59 |  | SQM | 0
| KITCHEN | 210.22 |  | SQM | 0
| BANQUET HALL | 543.57 |  | SQM | 0
1950.05
9TH FLOOR (ICP)
| STAIRCASE / LOBBY | 41.67 |  | SQM | 0
| CIRCULATION | 267.59 |  | SQM | 0
| STORAGE | 41.35 |  | SQM | 0
| COMMON TOILET | 57.04 |  | SQM | 0
| KITCHEN | 112.6 |  | SQM | 0
| BANQUET HALL | 767.54 |  | SQM | 0
1287.79
10TH FLOOR (IWP)
| STAIRCASE / LOBBY | 107.9 |  | SQM | 0
| CIRCULATION | 305.06 |  | SQM | 0
| BANQUET HALL | 376.35 |  | SQM | 0
789.31
10TH FLOOR (ICP)
| STAIRCASE / LOBBY | 41.67 |  | SQM
| CIRCULATION | 126.47 |  | SQM
0
168.14
| TOTAL | 17695.06 |  |  | 0
| SKIRTING | 284.19
EXTERNAL PLASTER
3 | Providing sand faced plaster for external portion in cement mortar using Kharsalia / Kasaba or similar type of sand, in all positions including base coat of 15mm. Thk in C.M. 1:4 using water proofing compound at 1kg per cement bag, curing the same for not less than 3 days and keeping the surface of the base coat rough to receive the sand faced treatment 6 to 8mm thk in C.M. 1:4 finishing the surface by taking out grains, making grooves and curing for fourteen days scffolding etc. complete.
|  | 5662.25 |  | SQM | 0
| TERRACE EXTERNAL PLASTER | 208.68
| COMPOUND WALL | 1414.14 |  | SQM | 0
| TOTAL | 7285.07 |  |  | 0
EXTERAL FAÇADE DESIGN
| BRICK WORK - 17" - 4" | 645.69 | SQM
| PLASTER | 645.69 | SQM
STAIRCASE
4 | Providing and laying polished Shahabad Stone slabs 20mm to 25mm thick for treads and risers of steps and staircases, with rounded nosing and groove at edge for the treads, on a bed of C.M. 1:4 including cement float filling joints with neat cement slurry, curing, polishing and cleaning complete.
| STAIRCASE AREA (BOTH STAIRCASE) | 322.8 |  | SQM | 0
TOTAL
FLOORING
5 | Providing and fixing ceramic tiles of approved quality, required size and 5.5mm thickness for dado and skirting in required position with readymade adhesive mortar of approved quality in required position after making the wall in level in plaster of C.M. 1:4 including joint filling with white/colour cement slurry cleaning curing complete
5TH FLOOR
| MEP SERVICES VDF | 17.8 |  | SQM | 0
| STAIRCASE / LOBBY KOTA | 41.67 |  | SQM | 0
| CIRCULATION V. TILES | 259.66 |  | SQM | 0
| STORAGE VDF | 32.03 |  | SQM | 0
| COMMON TOILET C. TILES | 46.1 |  | SQM | 0
| KITCHEN V. TILES | 169.79 |  | SQM | 0
| RESTAURANT V.TILES | 327.79 |  | SQM | 0
| PUB / LOUNGE V. TILES | 321.8 |  | SQM | 0
6TH FLOOR
| MEP SERVICES VDF | 18.9 |  | SQM | 0
| STAIRCASE / LOBBY KOTA | 41.67 |  | SQM | 0
| CIRCULATION V. TILES | 239.72 |  | SQM | 0
| STORAGE VDF | 62.55 |  | SQM | 0
| COMMON TOILET C. TILES | 47.32 |  | SQM | 0
| ADMIN V. TILES | 324.77 |  | SQM | 0
| GYM / SPA WOODEN TILES | 168 |  | SQM | 0
| HOTEL ROOMS V. TILES | 252.43 |  | SQM | 0
| HOTEL TOILETS C. TILES | 58.8 |  | SQM | 0
| REFUGE AREA KOTA | 31.66 |  | SQM
7TH FLOOR
| MEP SERVICES VDF | 22.6 |  | SQM | 0
| STAIRCASE / LOBBY KOTA | 41.67 |  | SQM | 0
| CIRCULATION V. TILES | 270.64 |  | SQM | 0
| HOTEL ROOMS V. TILES | 713.64 |  | SQM | 0
| HOTELTOILETS C. TILES | 160.42 |  | SQM | 0
8TH FLOOR
| SERVICES VDF | 22.6
| STAIRCASE / LOBBY KOTA | 41.67
| CIRCULATION V. TILES | 270.64
| HOTEL ROOMS V. TILES | 713.64
| HOTEL TOILETS C.TILES | 160.42
9TH FLOOR
| MEP SERVICES VDF | 29.2 |  | SQM | 0
| STAIRCASE / LOBBY KOTA | 41.67 |  | SQM | 0
| CIRCULATION V.TILES | 267.59 |  | SQM | 0
| STORAGE VDF | 41.35 |  | SQM | 0
| COMMON TOILET C. TILES | 57.04 |  | SQM | 0
| KITCHEN V. TILES | 112.6 |  | SQM | 0
| BANQUET HALL V. TILES | 767.54 |  | SQM | 0
10TH FLOOR
| MEP SERVICES VDF | 9 |  | SQM | 0
| STAIRCASE / LOBBY KOTA | 41.67 |  | SQM | 0
| CIRCULATION V. TILES | 126.47 |  | SQM | 0
| COMMON TOILET C. TILES | 44.08 |  | SQM | 0
| BANQUET HALL V. TILES | 548.26 |  | SQM | 0
| OUTDOOR DINING WOODEN TILES | 196.57 |  | SQM | 0
|  |  |  | SQM | 0
| TOTAL | 7163.44 |  |  | 0
SWIMMING / INFINITY POOL
| WALLS | 62.22
| FLOOR | 98.27
TERRACE
| BRICK BAT COBA | 1191.28
| WATERPROOFING | 1191.28
STAIRCASE RAILING
6 | Providing and fixing mild steel grill railing of required kg/sqm with wood hand rail of size 75mm x 60mm and sill of 75mm x 25mm and newel posts for staircases, including fabricaing, fixtures, erecting, painting the grill work with one coat of anticorrosive paint and two coats of oil painting with approved colour and polishing the sill, hand rail and the newel post with french polish etc complete.
| 5TH TO 10TH FLOOR (STAIRCASE -1) | 115.26 |  | PER M | 0
| 5TH TO 10TH FLOOR (STAIRCASE -2) | 134.76 |  | PER M | 0
| TOTAL |  |  |  | 0
DOORS
7 | Providing and fixing solid core flush door in single leaf 35mm thk decorative types, or exterior grade comfirming to IS 2202-1966 (revised) as per detailed drawing including Burmah/Superior Indian teak wood door frame, aproved face veneers on both faces with/without glazing and venetians in the positions shown on the drawing or as directed all necessary beads, mouldings and lipping, wrought iron hold fasts chromium plated fixtures and fastenings without/with brass mortise lock chrimium plated handles on both sides and finishing with french polish.
5TH FLOOR
| D2 = 900 X 2100 2no | 3.78 |  | SQM
| D3 = 1000 X 2100 8no | 16.8 |  | SQM
| D5 = 1500 X 2100 7no | 22.05 |  | SQM
| FRD = 1500 X 2100 2no | 6.3 |  | SQM
6TH FLOOR
| D1= 750 X 2100 11no | 17.32 |  | SQM
| D2= 900 X 2100 6no | 11.34 |  | SQM
| D3= 1000X2100 36no | 75.6 |  | SQM
| D5= 1500X2100 1no | 3.15 |  | SQM
| D6= 2000X2100 1no | 4.2 |  | SQM
| D7= 850X2100 2no | 3.57 |  | SQM
| D13= 600X2100 18no | 22.68 |  | SQM
| FRD =1500 X 2100 4no | 12.6 |  | SQM
7TH FLOOR
| D2 = 900 X 2100 5no | 9.45 |  | SQM
| D3 = 1000 X 2100 30no | 63 |  | SQM
| D7 = 850 X 2100 2no | 3.57 |  | SQM
| D13 = 600 X 2100 58no | 73.08 |  | SQM
| FRD = 1500 X 2100 2no | 6.3 |  | SQM
8TH FLOOR
| D2 = 900 X 2100 5no | 9.45 |  | SQM
| D3 = 1000 X 2100 30no | 63 |  | SQM
| D7 = 850 X 2100 2no | 3.57 |  | SQM
| D13 = 600 X 2100 58no | 73.08 |  | SQM
| FRD = 1500 X 2100 2no | 6.3 |  | SQM
9TH FLOOR
| D2= 750x 2100 1no | 1.57 |  | SQM
| D3=1000x2100 6no | 12.6 |  | SQM
| D5=1500x2100 1no | 3.15 |  | SQM
| GD1=2000x2100 7no | 29.4 |  | SQM
| FRD=1500 x 2100 2no | 6.3 |  | SQM
10TH FLOOR
| D2= 900 x 2100 1no | 1.89 |  | SQM
| D3= 1000x2100 6no | 12.6 |  | SQM | 243600
| D4= 1200x2100 1no | 2.52 |  | SQM
| D5= 1500x2100 4no | 12.6 |  | SQM | 264306
| FRD=1500 x 2100 2no | 6.3 |  | SQM
| TOTAL | 599.12 |  |  | 507906
8 | WINDOWS
5TH FLOOR
| W1= 2650 X 1200 2no. | 6.36 |  | SQM
| W2 = 1500 X 1200 2no. | 3.6 |  | SQM
| W3= 1000 X 1200 2no. | 2.4 |  | SQM
| W = 1600 X 2000 21no | 67.2 |  | SQM
6TH FLOOR
| W2= 1500 X 1200 1no. | 1.8 |  | SQM
| W = 1600 X 2000 18no | 57.6 |  | SQM
7TH FLOOR
| W1= 2650 X 1200 1no. | 3.18 |  | SQM
| W2 = 1500 X 1200 2no. | 1.8 |  | SQM
| W = 1600 X 2000 18no | 57.6
8TH FLOOR
| W1 = 2650 X 1200 1no. | 3.18 |  | SQM
| W2 = 1500 X 1200 2no. | 1.8 |  | SQM
| W = 1600 X 2000 18no | 57.6 |  | SQM
9TH FLOOR
| W1= 2650 X 1200 1no. | 3.18 |  | SQM
| W2= 1500 X 1200 2no. | 1.8 |  | SQM
| W = 1600 X 2000 22no | 70.4 |  | SQM
10TH FLOOR
| W1= 2650 X 1200 1no. | 3.18 |  | SQM
| W2= 1500 X 1200 2no. | 1.8 |  | SQM
|  | 344.48 |  | SQM
10 | Providing and fixing collapsible steel gates in two leaves, with channel pickets, pivoted flats bars including top and bottom guides, rollers, stoppers, handles all fitting accessories locking arrangement and one coat of primer and two coats of oil painti
[Spec.No. : Bd.T. 57 Page No. 511]
C.S.R. I.No. 7 Page No. 78
| EXTERNAL STEEL GATES 2 no. | 20 | 0 | SQM | 0
| TOTAL |  |  |  | 0
PAINTING
11 | Providing and applying plastic emulsion paint of approved quality, colour and shade to old and new surfaces in two coats including scaffolding and preparing the surfaces (including the primer coat) complete.
| INTERNAL PAINTING | 17695.06 | 0 | SQM | 0
| TOTAL |  |  |  | 0
12 | Providing and applying two coats of water proof cement paint of approved manufacture and of approved colour to old plastered surfaces including scaffolding if necessary, cleaning and preparing the surface, watering for two days complete.(Sample and brand is to be got approved from Ex. Engineer before use)
| EXTERNAL PAINTING | 5662.25 | 0 | SQM | 0
| COMPOUND WALL | 1414.14 |  | SQM | 0
| TOTAL | 7076.39 |  |  | 0
13 | providing and fixing internal and external glazing of approved quality with proper fixing with 8MM thick clear toughened glass with patch fittings
GLAZING
| FIXED GLASS | 1729.17
| SPIDER GLAZING | 1195.39 |  | SQM | 0
| TOTAL | 2924.56 |  |  | 0
14 | LIFTS | QUANTITY
| PASSENGER LIFTS | 4 | 800000 |  | 3200000
| SERVICE LIFTS | 2 | 1100000 |  | 2200000
| TOTAL | 6 |  |  | 5400000
15 | LOUVERS QUANTITY ABOVE THE FAÇADE GLASS
| FOURTH FLOOR | LENGTH (RM) | NO. | TOTAL LENGTH
| 38.04 X 4 | 38.04 | 4 | 152.16
| 28.13 X 4 | 28.13 | 4 | 112.52
| 17.94 X 4 | 17.94 | 4 | 71.76
| 32.73 X 4 | 32.73 | 4 | 130.92
0
| THIRD FLOOR |  |  | 0
| 6.00 X 4 | 6 | 4 | 24
| 2.74 X 4 | 2.74 | 4 | 10.96
| 3.48 X 8 | 3.48 | 8 | 27.84
| 4.15 X 8 | 4.15 | 8 | 33.2
| 3.55 X 8 | 3.55 | 8 | 28.4
| 2.20 X 4 | 2.2 | 4 | 8.8
| 4.05 X 4 | 4.05 | 4 | 16.2
| 3.41 X 4 | 3.41 | 4 | 13.64
| 4.43 X 4 | 4.43 | 4 | 17.72
| 2.745 X 4 | 2.75 | 4 | 11
| TOTAL |  |  | 659.12
17 | CANOPY
| TOTAL | 53.83 |  |  | 0
18 | W.C. | NO OF UNITS
| 5TH FLOOR | 6
| 6TH FLOOR | 16
| 7TH FLOOR | 32
| 8TH FLOOR | 32
| 9TH FLOOR | 8
| 10TH FLOOR | 6
| TOTAL | 100
URINALS
| 5TH FLOOR | 4
| 6TH FLOOR | 3
| 9TH FLOOR | 5
| 10TH FLOOR | 4
| TOTAL | 16
SHOWER
| 6TH FLOOR | 12
| 7TH FLOOR | 30
| 8TH FLOOR | 30
| TOTAL | 72
WASH BASINS
| 5TH FLOOR | 5
| 6TH FLOOR | 17
| 7TH FLOOR | 32
| 8TH FLOOR | 32
| 9TH FLOOR | 7
| 10TH FLOOR | 5
| TOTAL | 98
DADO TILES
| 5TH FLOOR | AREA (SQM)
| COMMON TOILETS | 170.52
6TH FLOOR
| COMMMON TOILET | 114.08
| HOTEL TOILET | 308.6
7TH FLOOR
| HOTEL TOILETS | 852.91
8TH FLOOR
| HOTEL TOILETS | 852.91
9TH FLOOR
| COMMON TOILETS | 236.04
10TH FLOOR
| COMMON TOILETS | 129.57
| TOTAL | 2664.63